## input
|  |  | AC voltage, current, and power | AC and DC power | AC power and energy | Single phase at frequencies <= 400 Hz
KCDB API CMC SERVICE (PHYSICIS) QUERY |  |  | DC voltage, current, and resistance | AC current | DC power and energy | Single phase at frequencies > 400 Hz
purpose: allows to extract all the CMCs of specific individual service in the domain "PHYSICS" |  |  | Electric and magnetic fields | AC voltage (up to the MHz range) |  | Three phase
minimum requirement: Excel 2019 or Excel365, if not dropdowns will not work and the physicsCodes needs manually entry |  |  | High voltage and current
documentation of the API can be found here: |  |  | Impedance up to the MHz range
https://www.bipm.org/api/kcdb/swagger-ui.html#/ |  |  | Materials
Tested for versionApiKcdb 1.0.13 |  |  | Other DC and low frequency measurements
peter.blattner@metas.ch |  |  | Radio frequency measurements
Version: | 1.0.1
select
1. area | Electricity and Magnetism | EM
2. branch | AC voltage, current, and power | EM/AC
3. service | AC and DC power | 7
4. subservices | AC power and energy | 1
5. individualservices | Single phase at frequencies <= 400 Hz | 1
| page | 0
| pagesize | 500
| Name | Value
for information only: | totalElements | 205
Parameter | Value
KCDB_API_Adresse | https://www.bipm.org/api/kcdb/cmc/searchData/physics
JSONquery | {"page":0,"pageSize":500,"metrologyAreaLabel":"EM","physicsCode":"7.1.1"}
JSONquery1 | {"page":0,"pageSize":1,"metrologyAreaLabel":"EM","physicsCode":"7.1.1"}
physicsCode | 7.1.1
Instructions
0. accept all security alerts :-)
1. area
2. branch
3. service
4. subservices
5. individualservices
6. change eventually totalElements and page
7. refresh data ("data -> refresh all")
8. all the grapped information are reported at the "CMCs" worksheet (be aware that the response of the KCDB-API is sometimes slow)
To update the dropdown lists the tables "area", "branch", "services", "subservices" and "individualservices" need to be refreshed individually
Updates
2026-04-28 | Refreshing of the tables and addition of conditional formatting in the "Select" table to indicate clearly when a given field requires a valid option.

## CMCs
kcdbCode | quantityValue | cmc.lowerLimit | cmc.upperLimit | cmc.unit | cmcUncertainty.lowerLimit | cmcUncertainty.upperLimit | cmcUncertainty.unit | uncertaintyMode | cmcBaseUnit.lowerLimit | cmcBaseUnit.upperLimit | cmcBaseUnit.unit | cmcUncertaintyBaseUnit.lowerLimit | cmcUncertaintyBaseUnit.upperLimit | cmcUncertaintyBaseUnit.unit | confidenceLevel | coverageFactor | uncertaintyEquation.equation | uncertaintyEquation.equationComment | instrument | instrumentMethod | parameters | uncertaintyTable.tableName | uncertaintyTable.tableRows | uncertaintyTable.tableCols | uncertaintyTable.tableComment | uncertaintyTable.tableContents | traceabilitySource | comments | groupIdentifier | id | domainCode | metrologyAreaLabel | rmo | countryValue | nmiCode | nmiName | nmiServiceCode | nmiServiceLink | status | statusDate | publicationDate | approvalDate | internationalStandard | branchValue | serviceValue | subServiceValue | individualServiceValue
SIM-L-US-00000AXT-1 | Laser radiations | 633 | 633 | nm | 4e-10 | 4e-10 | (dimensionless) | Relative | 6.33e-07 | 6.33e-07 | m | 2.532e-16 | 2.532e-16 | m | 95 | 2 |  |  | Frequency stabilized laser: vacuum wavelength | Optical beat frequency |  |  | 0 | 0 |  | <masked> |  |  |  | 14177 | PHYSICS | L | SIM | United States | NIST | National Institute of Standards and Technology | NIST/1 |  | Published | 2001-10-21 | 2001-10-21 | 2001-10-21 |  | Laser frequencies | Radiations of the mise en pratique | Laser radiations | Frequency stabilized laser
SIM-L-MX-00000AVK-2 | Vacuum wavelength | 633 | 633 | nm | 1.27e-06 | 1.27e-06 | nm | Absolute | 6.33e-07 | 6.33e-07 | m | 1.27e-15 | 1.27e-15 | m | 95 | 2 | 2E-09 <em>&lambda;</em> | <em>&lambda; &quot;lambda: laser vacuum wavelength&quot;</em> | Frequency stabilized laser | Optical beat frequency |  |  | 0 | 0 |  | <masked> | CENAM |  |  | 45818 | PHYSICS | L | SIM | Mexico | CENAM | Centro Nacional de Metrologia | 740-D012-001-CC | https://www.cenam.mx/calibracion/servicios.aspx?division=740 | Published | 2025-07-25 | 2025-07-25 | 2020-08-04 | Mise en pratique | Laser frequencies | Radiations of the mise en pratique | Laser radiations | Frequency stabilized laser
SIM-L-MX-00000AVJ-2 | Absolute frequency | 474 | 474 | THz | 24 | 24 | kHz | Absolute | 474000000000000 | 474000000000000 | Hz | 24000 | 24000 | Hz | 95 | 2 |  |  | Frequency stabilized laser | Optical beat frequency |  |  | 0 | 0 |  | <masked> | CENAM |  |  | 45817 | PHYSICS | L | SIM | Mexico | CENAM | Centro Nacional de Metrologia | 740-D012-001-CC | https://www.cenam.mx/calibracion/servicios.aspx?division=740 | Published | 2025-05-26 | 2025-05-26 | 2020-08-04 |  | Laser frequencies | Radiations of the mise en pratique | Laser radiations | Frequency stabilized laser
SIM-L-CA-00000AVI-1 | Laser radiations | 192 | 196 | THz | 3e-14 | 3e-14 | (dimensionless) | Relative | 192000000000000 | 196000000000000 | Hz | 5.76 | 5.88 | Hz | 95 | 2 |  |  | Frequency stabilized laser: absolute frequency | Optical beat frequency | Optical power:&gt; 1 mW |  | 0 | 0 |  | <masked> |  |  |  | 14094 | PHYSICS | L | SIM | Canada | NRC | National Research Council | NRC/A33-07-05-03 |  | Published | 2008-03-21 | 2008-03-21 | 2008-03-21 |  | Laser frequencies | Radiations of the mise en pratique | Laser radiations | Frequency stabilized laser
SIM-L-CA-00000AVH-1 | Laser radiations | 1530 | 1560 | nm | 3e-14 | 3e-14 | (dimensionless) | Relative | 1.53e-06 | 1.56e-06 | m | 4.59e-20 | 4.68e-20 | m | 95 | 2 |  |  | Frequency stabilized laser: vacuum wavelength | Optical beat frequency | Optical power:&gt; 1 mW |  | 0 | 0 |  | <masked> |  |  |  | 14093 | PHYSICS | L | SIM | Canada | NRC | National Research Council | NRC/A33-07-05-03 |  | Published | 2008-03-21 | 2008-03-21 | 2008-03-21 |  | Laser frequencies | Radiations of the mise en pratique | Laser radiations | Frequency stabilized laser
SIM-L-CA-00000AVG-1 | Laser radiations | 250 | 560 | THz | 3e-14 | 3e-14 | (dimensionless) | Relative | 250000000000000 | 560000000000000 | Hz | 7.5 | 16.8 | Hz | 95 | 2 |  |  | Frequency stabilized laser: absolute frequency | Optical beat frequency | Optical power:&gt; 50 µW |  | 0 | 0 |  | <masked> |  |  |  | 14092 | PHYSICS | L | SIM | Canada | NRC | National Research Council | NRC/A33-07-05-03 |  | Published | 2008-03-21 | 2008-03-21 | 2008-03-21 |  | Laser frequencies | Radiations of the mise en pratique | Laser radiations | Frequency stabilized laser
SIM-L-CA-00000AVF-1 | Laser radiations | 530 | 1200 | nm | 3e-14 | 3e-14 | (dimensionless) | Relative | 5.3e-07 | 1.2e-06 | m | 1.59e-20 | 3.6e-20 | m | 95 | 2 |  |  | Frequency stabilized laser: vacuum wavelength | Optical beat frequency | Optical power:&gt; 50 µW |  | 0 | 0 |  | <masked> |  |  |  | 14091 | PHYSICS | L | SIM | Canada | NRC | National Research Council | NRC/A33-07-05-03 |  | Published | 2008-03-21 | 2008-03-21 | 2008-03-21 |  | Laser frequencies | Radiations of the mise en pratique | Laser radiations | Frequency stabilized laser
SIM-L-CA-00000AVE-1 | Laser radiations | 250 | 560 | THz | 600 | 600 | kHz | Absolute | 250000000000000 | 560000000000000 | Hz | 600000 | 600000 | kHz | 95 | 2 |  |  | Frequency stabilized laser: absolute frequency | Optical beat frequency | Optical power:&gt; 1 µW |  | 0 | 0 |  | <masked> |  |  |  | 14090 | PHYSICS | L | SIM | Canada | NRC | National Research Council | NRC/A33-07-05-03 |  | Published | 2008-03-21 | 2008-03-21 | 2008-03-21 |  | Laser frequencies | Radiations of the mise en pratique | Laser radiations | Frequency stabilized laser
SIM-L-CA-00000AVD-1 | Laser radiations | 530 | 1200 | nm | 0.6 | 3 | fm | Absolute | 5.3e-07 | 1.2e-06 | m | 6e-16 | 3e-15 | m | 95 | 2 |  |  | Frequency stabilized laser: vacuum wavelength | Optical beat frequency | Optical power:&gt; 1 µW |  | 0 | 0 |  | <masked> |  |  |  | 14089 | PHYSICS | L | SIM | Canada | NRC | National Research Council | NRC/A33-07-05-03 |  | Published | 2008-03-21 | 2008-03-21 | 2008-03-21 |  | Laser frequencies | Radiations of the mise en pratique | Laser radiations | Frequency stabilized laser
SIM-L-CA-00000AVC-1 | Laser radiations | 193 | 198 | THz | 20 | 20 | kHz | Absolute | 193000000000000 | 198000000000000 | Hz | 20000 | 20000 | kHz | 95 | 2 |  |  | Frequency stabilized laser: absolute frequency | Optical beat frequency | Optical power:&gt; 5 µW |  | 0 | 0 |  | <masked> |  |  |  | 14088 | PHYSICS | L | SIM | Canada | NRC | National Research Council | NRC/A33-07-05-00 |  | Published | 2008-03-21 | 2008-03-21 | 2008-03-21 |  | Laser frequencies | Radiations of the mise en pratique | Laser radiations | Frequency stabilized laser
SIM-L-CA-00000AVB-1 | Laser radiations | 1510 | 1550 | nm | 0.15 | 0.16 | fm | Absolute | 1.51e-06 | 1.55e-06 | m | 1.5e-16 | 1.6e-16 | m | 95 | 2 |  |  | Frequency stabilized laser: vacuum wavelength | Optical beat frequency | Optical power:&gt; 5 µW |  | 0 | 0 |  | <masked> |  |  |  | 14087 | PHYSICS | L | SIM | Canada | NRC | National Research Council | NRC/A33-07-05-00 |  | Published | 2008-03-21 | 2008-03-21 | 2008-03-21 |  | Laser frequencies | Radiations of the mise en pratique | Laser radiations | Frequency stabilized laser
SIM-L-CA-00000AVA-1 | Laser radiations | 474 | 474 | THz | 20 | 20 | kHz | Absolute | 474000000000000 | 474000000000000 | Hz | 20000 | 20000 | kHz | 95 | 2 |  |  | Frequency stabilized laser: absolute frequency | Optical beat frequency | Optical power:&gt; 1 µW |  | 0 | 0 |  | <masked> |  |  |  | 14086 | PHYSICS | L | SIM | Canada | NRC | National Research Council | NRC/A33-07-05-01 |  | Published | 2008-03-21 | 2008-03-21 | 2008-03-21 |  | Laser frequencies | Radiations of the mise en pratique | Laser radiations | Frequency stabilized laser
SIM-L-CA-00000AV9-1 | Laser radiations | 633 | 633 | nm | 0.03 | 0.03 | fm | Absolute | 6.33e-07 | 6.33e-07 | m | 3e-17 | 3e-17 | m | 95 | 2 |  |  | Frequency stabilized laser: vacuum wavelength | Optical beat frequency | Optical power:&gt; 1 µW |  | 0 | 0 |  | <masked> |  |  |  | 14085 | PHYSICS | L | SIM | Canada | NRC | National Research Council | NRC/A33-07-05-01 |  | Published | 2008-03-21 | 2008-03-21 | 2008-03-21 |  | Laser frequencies | Radiations of the mise en pratique | Laser radiations | Frequency stabilized laser
SIM-L-BR-00000AYK-1 | Laser radiations | 532 | 633 | nm | 8.2e-12 | 8.2e-12 | (dimensionless) | Relative | 5.32e-07 | 6.33e-07 | m | 4.3624e-18 | 5.1906e-18 | m | 95 | 2 |  |  | Frequency stabilized laser: vacuum wavelength | Absolute frequency measurement by means of an optical frequency comb |  |  | 0 | 0 |  | <masked> |  |  |  | 14204 | PHYSICS | L | SIM | Brazil | INMETRO | Instituto Nacional de Metrologia, Qualidade e Tecnologia | INMETRO/8120 |  | Published | 2017-01-13 | 2017-01-13 | 2017-01-13 |  | Laser frequencies | Radiations of the mise en pratique | Laser radiations | Frequency stabilized laser
SIM-L-BR-00000AYJ-1 | Laser radiations | 474 | 563 | THz | 8.2e-12 | 8.2e-12 | (dimensionless) | Relative | 474000000000000 | 563000000000000 | Hz | 3886.8 | 4616.6 | Hz | 95 | 2 |  |  | Frequency stabilized laser: vacuum wavelength | Absolute frequency measurement by means of an optical frequency comb |  |  | 0 | 0 |  | <masked> |  |  |  | 14203 | PHYSICS | L | SIM | Brazil | INMETRO | Instituto Nacional de Metrologia, Qualidade e Tecnologia | INMETRO/8120 |  | Published | 2017-01-13 | 2017-01-13 | 2017-01-13 |  | Laser frequencies | Radiations of the mise en pratique | Laser radiations | Frequency stabilized laser
SIM-L-BR-00000AYI-2 | Laser radiations | 532 | 633 | nm | 8.2e-12 | 8.2e-12 | (dimensionless) | Relative | 5.32e-07 | 6.33e-07 | m | 4.3624e-18 | 5.1906e-18 | m | 95 | 2 |  |  | Frequency stabilized laser: vacuum wavelength | Absolute frequency measurement by means of an optical frequency comb |  |  | 0 | 0 |  | <masked> | INMETRO |  |  | 46644 | PHYSICS | L | SIM | Brazil | INMETRO | Instituto Nacional de Metrologia, Qualidade e Tecnologia | INMETRO/8945 |  | Published | 2025-10-24 | 2025-10-24 | 2017-01-13 |  | Laser frequencies | Radiations of the mise en pratique | Laser radiations | Frequency stabilized laser
SIM-L-BR-00000AYH-2 | Laser radiations | 474 | 563 | THz | 8.2e-12 | 8.2e-12 | (dimensionless) | Relative | 474000000000000 | 563000000000000 | Hz | 3886.8 | 4616.6 | Hz | 95 | 2 |  |  | Frequency stabilized laser: vacuum wavelength | Absolute frequency measurement by means of an optical frequency comb |  |  | 0 | 0 |  | <masked> | Inmetro |  |  | 46643 | PHYSICS | L | SIM | Brazil | INMETRO | Instituto Nacional de Metrologia, Qualidade e Tecnologia | INMETRO/8945 |  | Published | 2025-10-31 | 2025-10-31 | 2017-01-13 |  | Laser frequencies | Radiations of the mise en pratique | Laser radiations | Frequency stabilized laser
SIM-L-BR-00000AYG-2 | Laser radiations | 633 | 633 | nm | 0.03 | 0.03 | fm | Absolute | 6.33e-07 | 6.33e-07 | m | 3e-17 | 3e-17 | m | 95 | 2 |  |  | Frequency stabilized laser: vacuum wavelength | Optical beat frequency |  |  | 0 | 0 |  | <masked> | Inmetro |  |  | 46642 | PHYSICS | L | SIM | Brazil | INMETRO | Instituto Nacional de Metrologia, Qualidade e Tecnologia | INMETRO/8120 |  | Published | 2025-10-31 | 2025-10-31 | 2017-01-13 |  | Laser frequencies | Radiations of the mise en pratique | Laser radiations | Frequency stabilized laser
SIM-L-BR-00000AYF-2 | Laser radiations | 474 | 474 | THz | 25 | 25 | kHz | Absolute | 474000000000000 | 474000000000000 | Hz | 25000 | 25000 | Hz | 95 | 2 |  |  | Frequency stabilized laser: vacuum wavelength | Optical beat frequency |  |  | 0 | 0 |  | <masked> | inmetro |  |  | 46641 | PHYSICS | L | SIM | Brazil | INMETRO | Instituto Nacional de Metrologia, Qualidade e Tecnologia | INMETRO/8120 |  | Published | 2025-10-31 | 2025-10-31 | 2017-01-13 |  | Laser frequencies | Radiations of the mise en pratique | Laser radiations | Frequency stabilized laser
SIM-L-BR-00000AYE-2 | Laser radiations | 633 | 633 | nm | 0.03 | 0.03 | fm | Absolute | 6.33e-07 | 6.33e-07 | m | 3e-17 | 3e-17 | m | 95 | 2 |  |  | Frequency stabilized laser: vacuum wavelength | Optical beat frequency, matrix method |  |  | 0 | 0 |  | <masked> | Inmetro |  |  | 46639 | PHYSICS | L | SIM | Brazil | INMETRO | Instituto Nacional de Metrologia, Qualidade e Tecnologia | INMETRO/8944 |  | Published | 2025-10-31 | 2025-10-31 | 2017-01-13 |  | Laser frequencies | Radiations of the mise en pratique | Laser radiations | Frequency stabilized laser
SIM-L-BR-00000AYD-2 | Laser radiations | 474 | 474 | THz | 25 | 25 | kHz | Absolute | 474000000000000 | 474000000000000 | Hz | 25000 | 25000 | Hz | 95 | 2 |  |  | Frequency stabilized laser: vacuum wavelength | Optical beat frequency, matrix method |  |  | 0 | 0 |  | <masked> | Inmetro |  |  | 46640 | PHYSICS | L | SIM | Brazil | INMETRO | Instituto Nacional de Metrologia, Qualidade e Tecnologia | INMETRO/8944 |  | Published | 2025-10-31 | 2025-10-31 | 2017-01-13 |  | Laser frequencies | Radiations of the mise en pratique | Laser radiations | Frequency stabilized laser
SIM-L-AR-00000AYW-2 | Laser radiations | 633 | 633 | nm | 2e-09 | 2e-09 | (dimensionless) | Relative | 6.33e-07 | 6.33e-07 | m | 1.266e-15 | 1.266e-15 | m | 95 | 2 |  |  | Frequency stabilized laser: vacuum wavelength | Optical beat frequency |  |  | 0 | 0 |  | <masked> | INTI |  | 1.1.2 | 35352 | PHYSICS | L | SIM | Argentina | INTI | Instituto Nacional de Tecnologia Industrial | INTI/102.05.02.05.00.004 |  | Published | 2022-04-12 | 2022-04-12 | 2022-04-11 |  | Laser frequencies | Radiations of the mise en pratique | Laser radiations | Frequency stabilized laser
GULFMET-L-SA-00000MK0-1 | Vacuum wavelength | 633 | 633 | nm | 0.03 | 0.03 | fm | Absolute | 6.33e-07 | 6.33e-07 | m | 3e-17 | 3e-17 | m | 95 | 2 |  |  | Frequency stabilized laser | Frequency stabilized laser |  | Vacuum wavelength CMC | 2 | 4 |  | <masked> |  |  |  | 33380 | PHYSICS | L | GULFMET | Saudi Arabia | SASO-NMCC | National Measurement and Calibration Center - Saudi Standards, Metrology and Quality Organization | LE-WL-01 | https://www.saso.gov.sa/en/eservices/pages/mcclogin.aspx | Published | 2021-11-04 | 2021-11-04 | 2021-11-03 |  | Laser frequencies | Radiations of the mise en pratique | Laser radiations | Frequency stabilized laser
GULFMET-L-SA-00000MEP-1 | Absolute frequency | 474 | 474 | THz | 24 | 24 | kHz | Absolute | 474000000000000 | 474000000000000 | Hz | 24000 | 24000 | Hz | 95 | 2 |  |  | Frequency stabilized laser | Frequency stabilized laser |  | Absolute frequency CMC | 2 | 4 |  | <masked> |  |  |  | 32745 | PHYSICS | L | GULFMET | Saudi Arabia | SASO-NMCC | National Measurement and Calibration Center - Saudi Standards, Metrology and Quality Organization | LE-WL-01 | https://www.saso.gov.sa/en/eservices/pages/mcclogin.aspx | Published | 2021-11-04 | 2021-11-04 | 2021-11-03 |  | Laser frequencies | Radiations of the mise en pratique | Laser radiations | Frequency stabilized laser
EURAMET-L-UA-00000OQS-1 | Laser radiations | 474 | 474 | THz | 24 | 24 | kHz | Absolute | 474000000000000 | 474000000000000 | Hz | 24000 | 24000 | Hz | 95 | 2 |  |  | Frequency stabilized laser: absolute frequency | Optical beat frequency |  |  | 0 | 0 |  | <masked> |  |  |  | 39972 | PHYSICS | L | EURAMET | Ukraine | NSC IM | National Scientific Centre "Institute of Metrology" | NSC IM/1 |  | Published | 2023-02-21 | 2023-02-21 | 2005-01-10 |  | Laser frequencies | Radiations of the mise en pratique | Laser radiations | Frequency stabilized laser
EURAMET-L-UA-00000OQR-1 | Laser radiations | 633 | 633 | nm | 1e-09 | 1e-09 | (dimensionless) | Relative | 6.33e-07 | 6.33e-07 | m | 6.33e-16 | 6.33e-16 | dimension 1 | 95 | 2 |  |  | Frequency stabilized laser: vacuum wavelength | Optical beat frequency |  |  | 0 | 0 |  | <masked> |  |  |  | 39971 | PHYSICS | L | EURAMET | Ukraine | NSC IM | National Scientific Centre "Institute of Metrology" | NSC IM/2 |  | Published | 2023-02-21 | 2023-02-21 | 2005-01-10 |  | Laser frequencies | Radiations of the mise en pratique | Laser radiations | Frequency stabilized laser
EURAMET-L-TR-00000ATB-1 | Laser radiations | 633 | 633 | nm | 1e-09 | 1e-09 | (dimensionless) | Relative | 6.33e-07 | 6.33e-07 | m | 6.33e-16 | 6.33e-16 | m | 95 | 2 |  |  | Frequency stabilized laser: vacuum wavelength | Optical beat frequency |  |  | 0 | 0 |  | <masked> |  |  |  | 14015 | PHYSICS | L | EURAMET | Türkiye | UME | T&Uuml;BITAK Ulusal Metroloji Enstit&uuml;s&uuml; | UME/2 |  | Published | 2001-10-21 | 2001-10-21 | 2001-10-21 |  | Laser frequencies | Radiations of the mise en pratique | Laser radiations | Frequency stabilized laser
EURAMET-L-TR-00000ASN-1 | Laser radiations | 852 | 852 | nm | 0.44 | 0.44 | fm | Absolute | 8.52e-07 | 8.52e-07 | m | 4.4e-16 | 4.4e-16 | m | 95 | 2 |  |  | Frequency stabilized laser (external cavity diode laser): vacuum wavelength | Optical beat frequency | Linewidth stability for 1 s to 100 s average time:&lt; 1 MHz, 1E-12 |  | 0 | 0 |  | <masked> |  |  |  | 13991 | PHYSICS | L | EURAMET | Türkiye | UME | T&Uuml;BITAK Ulusal Metroloji Enstit&uuml;s&uuml; | UME/4 |  | Published | 2001-10-21 | 2001-10-21 | 2001-10-21 |  | Laser frequencies | Radiations of the mise en pratique | Laser radiations | Frequency stabilized laser
EURAMET-L-TR-00000ASM-1 | Laser radiations | 778 | 778 | nm | 0.4 | 0.4 | fm | Absolute | 7.78e-07 | 7.78e-07 | m | 4e-16 | 4e-16 | m | 95 | 2 |  |  | Frequency stabilized laser (external cavity diode laser): vacuum wavelength | Optical beat frequency | Linewidth stability for 1 s to 100 s average time:&lt; 1 MHz, 1E-12 |  | 0 | 0 |  | <masked> |  |  |  | 13990 | PHYSICS | L | EURAMET | Türkiye | UME | T&Uuml;BITAK Ulusal Metroloji Enstit&uuml;s&uuml; | UME/3 |  | Published | 2001-10-21 | 2001-10-21 | 2001-10-21 |  | Laser frequencies | Radiations of the mise en pratique | Laser radiations | Frequency stabilized laser
EURAMET-L-TR-00000ASL-1 | Laser radiations | 474 | 474 | THz | 24 | 24 | kHz | Absolute | 474000000000000 | 474000000000000 | Hz | 24000 | 24000 | kHz | 95 | 2 |  |  | Frequency stabilized laser: absolute frequency | Optical beat frequency |  |  | 0 | 0 |  | <masked> |  |  |  | 13989 | PHYSICS | L | EURAMET | Türkiye | UME | T&Uuml;BITAK Ulusal Metroloji Enstit&uuml;s&uuml; | UME/1 |  | Published | 2001-10-21 | 2001-10-21 | 2001-10-21 |  | Laser frequencies | Radiations of the mise en pratique | Laser radiations | Frequency stabilized laser
EURAMET-L-TR-00000ASK-1 | Laser radiations | 633 | 633 | nm | 0.04 | 0.04 | fm | Absolute | 6.33e-07 | 6.33e-07 | m | 4e-17 | 4e-17 | m | 95 | 2 |  |  | Frequency stabilized laser: vacuum wavelength | Optical beat frequency |  |  | 0 | 0 |  | <masked> |  |  |  | 13988 | PHYSICS | L | EURAMET | Türkiye | UME | T&Uuml;BITAK Ulusal Metroloji Enstit&uuml;s&uuml; | UME/1 |  | Published | 2001-10-21 | 2001-10-21 | 2001-10-21 |  | Laser frequencies | Radiations of the mise en pratique | Laser radiations | Frequency stabilized laser
EURAMET-L-SK-00000AR7-1 | Laser radiations | 633 | 633 | nm | 1e-09 | 1e-09 | (dimensionless) | Relative | 6.33e-07 | 6.33e-07 | m | 6.33e-16 | 6.33e-16 | m | 95 | 2 |  |  | Frequency stabilized laser: vacuum wavelength | Optical beat frequency |  |  | 0 | 0 |  | <masked> |  |  |  | 13939 | PHYSICS | L | EURAMET | Slovakia | SMU | Slovensky Metrologicky Ustav | SMU/2 |  | Published | 2001-10-21 | 2001-10-21 | 2001-10-21 |  | Laser frequencies | Radiations of the mise en pratique | Laser radiations | Frequency stabilized laser
EURAMET-L-SK-00000AQR-1 | Laser radiations | 474 | 474 | THz | 20 | 20 | kHz | Absolute | 474000000000000 | 474000000000000 | Hz | 20000 | 20000 | kHz | 95 | 2 |  |  | Frequency stabilized laser: absolute frequency | Optical beat frequency |  |  | 0 | 0 |  | <masked> |  |  |  | 13923 | PHYSICS | L | EURAMET | Slovakia | SMU | Slovensky Metrologicky Ustav | SMU/1 |  | Published | 2007-05-19 | 2007-05-19 | 2007-05-19 |  | Laser frequencies | Radiations of the mise en pratique | Laser radiations | Frequency stabilized laser
EURAMET-L-SK-00000AQQ-1 | Laser radiations | 633 | 633 | nm | 0.032 | 0.032 | fm | Absolute | 6.33e-07 | 6.33e-07 | m | 3.2e-17 | 3.2e-17 | m | 95 | 2 |  |  | Frequency stabilized laser: vacuum wavelength | Optical beat frequency |  |  | 0 | 0 |  | <masked> |  |  |  | 13922 | PHYSICS | L | EURAMET | Slovakia | SMU | Slovensky Metrologicky Ustav | SMU/1 |  | Published | 2007-05-19 | 2007-05-19 | 2007-05-19 |  | Laser frequencies | Radiations of the mise en pratique | Laser radiations | Frequency stabilized laser
EURAMET-L-SI-00000C4A-1 | Laser radiations | 633 | 633 | nm | 1e-09 | 1e-09 | (dimensionless) | Relative | 6.33e-07 | 6.33e-07 | m | 6.33e-16 | 6.33e-16 | m | 95 | 2 |  |  | Frequency stabilized laser: vacuum wavelength | Optical beat frequency |  |  | 0 | 0 |  | <masked> |  |  |  | 15706 | PHYSICS | L | EURAMET | Slovenia | MIRS/UM-FS/LTM | MIRS/University of Maribor, Faculty for Mechanical Engineering/Laboratory for Production Management | MIRS/UM-FS/LTM-24 |  | Published | 2010-04-01 | 2010-04-01 | 2010-04-01 |  | Laser frequencies | Radiations of the mise en pratique | Laser radiations | Frequency stabilized laser
EURAMET-L-SI-00000C42-1 | Laser radiations | 633 | 633 | nm | 0.04 | 0.04 | fm | Absolute | 6.33e-07 | 6.33e-07 | m | 4e-17 | 4e-17 | m | 95 | 2 |  |  | Frequency stabilized laser: vacuum wavelength | Optical beat frequency |  |  | 0 | 0 |  | <masked> |  |  |  | 15698 | PHYSICS | L | EURAMET | Slovenia | MIRS/UM-FS/LTM | MIRS/University of Maribor, Faculty for Mechanical Engineering/Laboratory for Production Management | MIRS/UM-FS/LTM-23 |  | Published | 2010-04-01 | 2010-04-01 | 2010-04-01 |  | Laser frequencies | Radiations of the mise en pratique | Laser radiations | Frequency stabilized laser
EURAMET-L-SI-00000C41-1 | Laser radiations | 474 | 474 | THz | 24 | 24 | kHz | Absolute | 474000000000000 | 474000000000000 | Hz | 24000 | 24000 | kHz | 95 | 2 |  |  | Frequency stabilized laser: absolute frequency | Optical beat frequency |  |  | 0 | 0 |  | <masked> |  |  |  | 15697 | PHYSICS | L | EURAMET | Slovenia | MIRS/UM-FS/LTM | MIRS/University of Maribor, Faculty for Mechanical Engineering/Laboratory for Production Management | MIRS/UM-FS/LTM-23 |  | Published | 2010-04-01 | 2010-04-01 | 2010-04-01 |  | Laser frequencies | Radiations of the mise en pratique | Laser radiations | Frequency stabilized laser
EURAMET-L-SE-00000CW8-6 | Laser radiations | 474 | 474 | THz | 24 | 24 | kHz | Absolute | 474000000000000 | 474000000000000 | Hz | 24000 | 24000 | Hz | 95 | 2 |  |  | Frequency stabilized laser: absolute frequency | Optical beat frequency |  |  | 0 | 0 |  | <masked> | RISE |  |  | 42937 | PHYSICS | L | EURAMET | Sweden | RISE | Research Institutes of Sweden AB | L-1 | https://www.ri.se/en/what-we-do/services/calibration-of-633-nm-hene-lasers-at-the-national-laboratory | Published | 2024-04-15 | 2024-04-15 | 2001-10-21 |  | Laser frequencies | Radiations of the mise en pratique | Laser radiations | Frequency stabilized laser
EURAMET-L-SE-00000CW7-6 | Laser radiations | 633 | 633 | nm | 0.04 | 0.04 | fm | Absolute | 6.33e-07 | 6.33e-07 | m | 4e-17 | 4e-17 | m | 95 | 2 |  |  | Frequency stabilized laser: vacuum wavelength | Optical beat frequency |  |  | 0 | 0 |  | <masked> | RISE |  |  | 42936 | PHYSICS | L | EURAMET | Sweden | RISE | Research Institutes of Sweden AB | L-1 | https://www.ri.se/en/what-we-do/services/calibration-of-633-nm-hene-lasers-at-the-national-laboratory | Published | 2024-04-15 | 2024-04-15 | 2001-10-21 |  | Laser frequencies | Radiations of the mise en pratique | Laser radiations | Frequency stabilized laser
EURAMET-L-RS-00000NX2-1 | Laser radiations | 530 | 800 | nm | 1e-11 | 1e-11 | (dimensionless) | Relative | 5.3e-07 | 8e-07 | m | 5.3e-18 | 8e-18 | m | 95 | 2 |  |  | Frequency stabilized laser: vacuum wavelength | Optical femtosecond comb generator | Optical power:&gt; 30&nbsp;&mu;W |  | 0 | 0 |  | <masked> | DMDM |  |  | 38016 | PHYSICS | L | EURAMET | Serbia | DMDM | Directorate of Measures and Precious Metals | DMDM/24 |  | Published | 2022-04-12 | 2022-04-12 | 2022-04-11 |  | Laser frequencies | Radiations of the mise en pratique | Laser radiations | Frequency stabilized laser
EURAMET-L-RS-00000NX1-1 | Laser radiations | 375 | 566 | THz | 1e-11 | 1e-11 | (dimensionless) | Relative | 375000000000000 | 566000000000000 | Hz | 3750 | 5660 | Hz | 95 | 2 |  |  | Frequency stabilized laser: optical frequency | Optical femtosecond comb generator | Optical power:&gt; 30&nbsp;&mu;W |  | 0 | 0 |  | <masked> | DMDM |  |  | 38015 | PHYSICS | L | EURAMET | Serbia | DMDM | Directorate of Measures and Precious Metals | DMDM/24 |  | Published | 2022-04-12 | 2022-04-12 | 2022-04-11 |  | Laser frequencies | Radiations of the mise en pratique | Laser radiations | Frequency stabilized laser
EURAMET-L-RS-00000NX0-1 | Laser radiations | 532 | 532 | nm | 1e-11 | 1e-11 | (dimensionless) | Relative | 5.32e-07 | 5.32e-07 | m | 5.32e-18 | 5.32e-18 | m | 95 | 2 |  |  | Frequency stabilized laser: vacuum wavelength | Optical femtosecond comb generator | Optical power:&gt; 20&nbsp;&mu;W |  | 0 | 0 |  | <masked> | DMDM |  |  | 38014 | PHYSICS | L | EURAMET | Serbia | DMDM | Directorate of Measures and Precious Metals | DMDM/23 |  | Published | 2022-04-12 | 2022-04-12 | 2022-04-11 |  | Laser frequencies | Radiations of the mise en pratique | Laser radiations | Frequency stabilized laser
EURAMET-L-RS-00000NWZ-1 | Laser radiations | 563 | 563 | THz | 1e-11 | 1e-11 | (dimensionless) | Relative | 563000000000000 | 563000000000000 | Hz | 5630 | 5630 | Hz | 95 | 2 |  |  | Frequency stabilized laser: optical frequency | Optical femtosecond comb generator | Optical power:&gt; 20&nbsp;&mu;W |  | 0 | 0 |  | <masked> | DMDM |  |  | 38013 | PHYSICS | L | EURAMET | Serbia | DMDM | Directorate of Measures and Precious Metals | DMDM/23 |  | Published | 2022-04-12 | 2022-04-12 | 2022-04-11 |  | Laser frequencies | Radiations of the mise en pratique | Laser radiations | Frequency stabilized laser
EURAMET-L-RS-00000NWY-1 | Laser radiations | 543 | 543 | nm | 1e-11 | 1e-11 | (dimensionless) | Relative | 5.43e-07 | 5.43e-07 | m | 5.43e-18 | 5.43e-18 | m | 95 | 2 |  |  | Frequency stabilized laser: vacuum wavelength | Optical femtosecond comb generator | Optical power:&gt; 20&nbsp;&mu;W |  | 0 | 0 |  | <masked> | DMDM |  |  | 38012 | PHYSICS | L | EURAMET | Serbia | DMDM | Directorate of Measures and Precious Metals | DMDM/22 |  | Published | 2022-04-12 | 2022-04-12 | 2022-04-11 |  | Laser frequencies | Radiations of the mise en pratique | Laser radiations | Frequency stabilized laser
EURAMET-L-RS-00000NWX-1 | Laser radiations | 551 | 551 | THz | 1e-11 | 1e-11 | (dimensionless) | Relative | 551000000000000 | 551000000000000 | Hz | 5510 | 5510 | Hz | 95 | 2 |  |  | Frequency stabilized laser: optical frequency | Optical femtosecond comb generator | Optical power:&gt; 20&nbsp;&mu;W |  | 0 | 0 |  | <masked> | DMDM |  |  | 38011 | PHYSICS | L | EURAMET | Serbia | DMDM | Directorate of Measures and Precious Metals | DMDM/22 |  | Published | 2022-04-12 | 2022-04-12 | 2022-04-11 |  | Laser frequencies | Radiations of the mise en pratique | Laser radiations | Frequency stabilized laser
EURAMET-L-RS-00000NWW-1 | Laser radiations | 633 | 633 | nm | 1e-11 | 1e-11 | (dimensionless) | Relative | 6.33e-07 | 6.33e-07 | m | 6.33e-18 | 6.33e-18 | m | 95 | 2 |  |  | Frequency stabilized laser: vacuum wavelength | Optical femtosecond comb generator | Optical power:&gt; 20&nbsp;&mu;W |  | 0 | 0 |  | <masked> | DMDM |  |  | 38010 | PHYSICS | L | EURAMET | Serbia | DMDM | Directorate of Measures and Precious Metals | DMDM/21 |  | Published | 2022-04-12 | 2022-04-12 | 2022-04-11 |  | Laser frequencies | Radiations of the mise en pratique | Laser radiations | Frequency stabilized laser
EURAMET-L-RS-00000NWV-1 | Laser radiations | 474 | 474 | THz | 1e-11 | 1e-11 | (dimensionless) | Relative | 474000000000000 | 474000000000000 | Hz | 4740 | 4740 | Hz | 95 | 2 |  |  | Frequency Stabilized laser Optical Frequency | Optical femtosecond comb generator | Optical power:&gt; 20&nbsp;&mu;W |  | 0 | 0 |  | <masked> | DMDM |  |  | 38009 | PHYSICS | L | EURAMET | Serbia | DMDM | Directorate of Measures and Precious Metals | DMDM/21 |  | Published | 2022-04-12 | 2022-04-12 | 2022-04-11 |  | Laser frequencies | Radiations of the mise en pratique | Laser radiations | Frequency stabilized laser
EURAMET-L-RS-00000AQP-2 | Laser radiations | 633 | 633 | nm | 1e-09 | 1e-09 | (dimensionless) | Relative | 6.33e-07 | 6.33e-07 | m | 6.33e-16 | 6.33e-16 | dimension 1 | 95 | 2 |  |  | Frequency stabilized laser: vacuum wavelength | Optical beat frequency |  |  | 0 | 0 |  | <masked> |  |  |  | 29330 | PHYSICS | L | EURAMET | Serbia | DMDM | Directorate of Measures and Precious Metals | DMDM/3 |  | Published | 2020-08-04 | 2020-08-04 | 2005-03-22 |  | Laser frequencies | Radiations of the mise en pratique | Laser radiations | Frequency stabilized laser
EURAMET-L-RS-00000AQC-2 | Laser radiations | 474 | 474 | THz | 24 | 24 | kHz | Absolute | 474000000000000 | 474000000000000 | Hz | 24000 | 24000 | Hz | 95 | 2 |  |  | Frequency stabilized laser: absolute frequency | Optical beat frequency |  |  | 0 | 0 |  | <masked> |  |  |  | 29329 | PHYSICS | L | EURAMET | Serbia | DMDM | Directorate of Measures and Precious Metals | DMDM/2 |  | Published | 2020-08-04 | 2020-08-04 | 2005-03-22 |  | Laser frequencies | Radiations of the mise en pratique | Laser radiations | Frequency stabilized laser
EURAMET-L-RS-00000AQB-2 | Laser radiations | 633 | 633 | nm | 0.04 | 0.04 | fm | Absolute | 6.33e-07 | 6.33e-07 | m | 4e-17 | 4e-17 | m | 95 | 2 |  |  | Frequency stabilized laser: vacuum wavelength | Optical beat frequency |  |  | 0 | 0 |  | <masked> |  |  |  | 29321 | PHYSICS | L | EURAMET | Serbia | DMDM | Directorate of Measures and Precious Metals | DMDM/1 |  | Published | 2020-08-04 | 2020-08-04 | 2005-03-22 |  | Laser frequencies | Radiations of the mise en pratique | Laser radiations | Frequency stabilized laser
EURAMET-L-RO-00000AQA-1 | Laser radiations | 633 | 633 | nm | 1e-09 | 1e-09 | (dimensionless) | Relative | 6.33e-07 | 6.33e-07 | m | 6.33e-16 | 6.33e-16 | m | 95 | 2 |  |  | Frequency stabilized laser: vacuum wavelength | Optical beat frequency |  |  | 0 | 0 |  | <masked> |  |  |  | 13906 | PHYSICS | L | EURAMET | Romania | INM | National Institute of Metrology | INM/1 |  | Published | 2006-05-04 | 2006-05-04 | 2006-05-04 |  | Laser frequencies | Radiations of the mise en pratique | Laser radiations | Frequency stabilized laser
EURAMET-L-PT-00000ATQ-1 | Laser radiations | 633 | 633 | nm | 1e-11 | 1e-11 | (dimensionless) | Relative | 6.33e-07 | 6.33e-07 | m | 6.33e-18 | 6.33e-18 | m | 95 | 2 |  |  | Frequency stabilized laser: vacuum wavelength | Optical femtosecond synthetizer, optical beat frequency |  |  | 0 | 0 |  | <masked> |  |  |  | 14030 | PHYSICS | L | EURAMET | Portugal | IPQ | Instituto Portugues da Qualidade | IPQ/101.11 |  | Published | 2009-01-30 | 2009-01-30 | 2009-01-30 |  | Laser frequencies | Radiations of the mise en pratique | Laser radiations | Frequency stabilized laser
EURAMET-L-PT-00000ATP-1 | Laser radiations | 633 | 633 | nm | 1e-08 | 1e-08 | (dimensionless) | Relative | 6.33e-07 | 6.33e-07 | m | 6.33e-15 | 6.33e-15 | m | 95 | 2 |  |  | Frequency stabilized laser: vacuum wavelength | Optical beat frequency |  |  | 0 | 0 |  | <masked> |  |  |  | 14029 | PHYSICS | L | EURAMET | Portugal | IPQ | Instituto Portugues da Qualidade | IPQ/101.13 |  | Published | 2001-10-21 | 2001-10-21 | 2001-10-21 |  | Laser frequencies | Radiations of the mise en pratique | Laser radiations | Frequency stabilized laser
EURAMET-L-PT-00000ATD-1 | Laser radiations | 474 | 474 | THz | 24 | 24 | kHz | Absolute | 474000000000000 | 474000000000000 | Hz | 24000 | 24000 | kHz | 95 | 2 |  |  | Frequency stabilized laser: absolute frequency | Optical beat frequency |  |  | 0 | 0 |  | <masked> |  |  |  | 14017 | PHYSICS | L | EURAMET | Portugal | IPQ | Instituto Portugues da Qualidade | IPQ/101.13 |  | Published | 2001-10-21 | 2001-10-21 | 2001-10-21 |  | Laser frequencies | Radiations of the mise en pratique | Laser radiations | Frequency stabilized laser
EURAMET-L-PT-00000ATC-1 | Laser radiations | 633 | 633 | nm | 0.04 | 0.04 | fm | Absolute | 6.33e-07 | 6.33e-07 | m | 4e-17 | 4e-17 | m | 95 | 2 |  |  | Frequency stabilized laser: vacuum wavelength | Optical beat frequency |  |  | 0 | 0 |  | <masked> |  |  |  | 14016 | PHYSICS | L | EURAMET | Portugal | IPQ | Instituto Portugues da Qualidade | IPQ/101.13 |  | Published | 2001-10-21 | 2001-10-21 | 2001-10-21 |  | Laser frequencies | Radiations of the mise en pratique | Laser radiations | Frequency stabilized laser
EURAMET-L-PL-00000APP-2 | Laser radiations | 633 | 633 | nm | 1e-09 | 1e-09 | (dimensionless) | Relative | 6.33e-07 | 6.33e-07 | m | 6.33e-16 | 6.33e-16 | dimension 1 | 95 | 2 |  |  | Frequency stabilized laser: vacuum wavelength | Optical beat frequency |  |  | 0 | 0 |  | <masked> |  |  |  | 29259 | PHYSICS | L | EURAMET | Poland | GUM | Glowny Urzad Miar, Central Office of Measures | GUM/2 |  | Published | 2020-08-04 | 2020-08-04 | 2001-10-21 |  | Laser frequencies | Radiations of the mise en pratique | Laser radiations | Frequency stabilized laser
EURAMET-L-PL-00000APO-2 | Laser radiations | 280 | 571 | THz | 1e-09 | 1e-09 | (dimensionless) | Relative | 280000000000000 | 571000000000000 | Hz | 280000 | 571000 | dimension 1 | 95 | 2 |  |  | Frequency stabilized laser: absolute frequency | Optical femtosecond comb generator |  |  | 0 | 0 |  | <masked> |  |  |  | 29272 | PHYSICS | L | EURAMET | Poland | GUM | Glowny Urzad Miar, Central Office of Measures | GUM/33 |  | Published | 2020-08-04 | 2020-08-04 | 2011-08-03 |  | Laser frequencies | Radiations of the mise en pratique | Laser radiations | Frequency stabilized laser
EURAMET-L-PL-00000APN-2 | Laser radiations | 525 | 1070 | nm | 1e-09 | 1e-09 | (dimensionless) | Relative | 5.25e-07 | 1.07e-06 | m | 5.25e-16 | 1.07e-15 | dimension 1 | 95 | 2 |  |  | Frequency stabilized laser: vacuum wavelength | Optical femtosecond comb generator |  |  | 0 | 0 |  | <masked> |  |  |  | 29271 | PHYSICS | L | EURAMET | Poland | GUM | Glowny Urzad Miar, Central Office of Measures | GUM/33 |  | Published | 2020-08-04 | 2020-08-04 | 2011-08-03 |  | Laser frequencies | Radiations of the mise en pratique | Laser radiations | Frequency stabilized laser
EURAMET-L-PL-00000AOW-2 | Laser radiations | 474 | 474 | THz | 24 | 24 | kHz | Absolute | 474000000000000 | 474000000000000 | Hz | 24000 | 24000 | Hz | 95 | 2 |  |  | Frequency stabilized laser: absolute frequency | Optical beat frequency |  |  | 0 | 0 |  | <masked> |  |  |  | 29251 | PHYSICS | L | EURAMET | Poland | GUM | Glowny Urzad Miar, Central Office of Measures | GUM/1 |  | Published | 2020-08-04 | 2020-08-04 | 2001-10-21 |  | Laser frequencies | Radiations of the mise en pratique | Laser radiations | Frequency stabilized laser
EURAMET-L-PL-00000AOV-1 | Laser radiations | 633 | 633 | nm | 0.04 | 0.04 | fm | Absolute | 6.33e-07 | 6.33e-07 | m | 4e-17 | 4e-17 | m | 95 | 2 |  |  | Frequency stabilized laser: vacuum wavelength | Optical beat frequency |  |  | 0 | 0 |  | <masked> |  |  |  | 13855 | PHYSICS | L | EURAMET | Poland | GUM | Glowny Urzad Miar, Central Office of Measures | GUM/1 |  | Published | 2001-10-21 | 2001-10-21 | 2001-10-21 |  | Laser frequencies | Radiations of the mise en pratique | Laser radiations | Frequency stabilized laser
EURAMET-L-PL-00000AOJ-2 | Laser radiations | 474 | 474 | THz | 11 | 11 | kHz | Absolute | 474000000000000 | 474000000000000 | Hz | 11000 | 11000 | Hz | 95 | 2 |  |  | Frequency stabilized laser: absolute frequency | Optical femtosecond comb generator |  |  | 0 | 0 |  | <masked> |  |  |  | 29270 | PHYSICS | L | EURAMET | Poland | GUM | Glowny Urzad Miar, Central Office of Measures | GUM/32 |  | Published | 2020-08-04 | 2020-08-04 | 2011-08-03 |  | Laser frequencies | Radiations of the mise en pratique | Laser radiations | Frequency stabilized laser
EURAMET-L-PL-00000AOI-1 | Laser radiations | 633 | 633 | nm | 0.02 | 0.02 | fm | Absolute | 6.33e-07 | 6.33e-07 | m | 2e-17 | 2e-17 | m | 95 | 2 |  |  | Frequency stabilized laser: vacuum wavelength | Optical femtosecond comb generator |  |  | 0 | 0 |  | <masked> |  |  |  | 13842 | PHYSICS | L | EURAMET | Poland | GUM | Glowny Urzad Miar, Central Office of Measures | GUM/32 |  | Published | 2011-08-03 | 2011-08-03 | 2011-08-03 |  | Laser frequencies | Radiations of the mise en pratique | Laser radiations | Frequency stabilized laser
EURAMET-L-NO-00000AOA-3 | Laser radiations | 633 | 633 | nm | 5e-11 | 5e-11 | (dimensionless) | Relative | 6.33e-07 | 6.33e-07 | m | 3.165e-17 | 3.165e-17 | m | 95 | 2 |  |  | Frequency stabilized laser: vacuum wavelength | Optical beat frequency, bandwidth 1 GHz |  |  | 0 | 0 |  | <masked> | JV |  |  | 45843 | PHYSICS | L | EURAMET | Norway | JV | Justervesenet | JV-NL-LEN-004 |  | Published | 2025-07-25 | 2025-07-25 | 2001-10-21 |  | Laser frequencies | Radiations of the mise en pratique | Laser radiations | Frequency stabilized laser
EURAMET-L-NO-00000ANZ-4 | Laser radiations | 633 | 633 | nm | 0.04 | 0.04 | fm | Absolute | 6.33e-07 | 6.33e-07 | m | 4e-17 | 4e-17 | m | 95 | 2 |  |  | Frequency stabilized laser: vacuum wavelength | Optical beat frequency, bandwidth 1 GHz |  |  | 0 | 0 |  | <masked> | VTT-MIKES |  |  | 45864 | PHYSICS | L | EURAMET | Norway | JV | Justervesenet | JV-NL-LEN-002 |  | Published | 2025-10-09 | 2025-10-09 | 2001-10-21 | Mise en pratique | Laser frequencies | Radiations of the mise en pratique | Laser radiations | Frequency stabilized laser
EURAMET-L-NL-00000BVY-1 | Laser radiations | 633 | 633 | nm | 1e-09 | 1e-09 | (dimensionless) | Relative | 6.33e-07 | 6.33e-07 | m | 6.33e-16 | 6.33e-16 | m | 95 | 2 |  |  | Frequency stabilized laser: vacuum wavelength | Optical beat frequency |  |  | 0 | 0 |  | <masked> |  |  |  | 15406 | PHYSICS | L | EURAMET | Netherlands | VSL | VSL | VSL/2 |  | Published | 2001-10-21 | 2001-10-21 | 2001-10-21 |  | Laser frequencies | Radiations of the mise en pratique | Laser radiations | Frequency stabilized laser
EURAMET-L-NL-00000BVX-1 | Laser radiations | 530 | 1000 | nm | 1e-09 | 1e-09 | (dimensionless) | Relative | 5.3e-07 | 1e-06 | m | 5.3e-16 | 1e-15 | m | 95 | 2 |  |  | Frequency stabilized laser: vacuum wavelength | Optical femtosecond comb generator | Sample time:10 s |  | 0 | 0 |  | <masked> |  |  |  | 15405 | PHYSICS | L | EURAMET | Netherlands | VSL | VSL | VSL/74 |  | Published | 2010-04-01 | 2010-04-01 | 2010-04-01 |  | Laser frequencies | Radiations of the mise en pratique | Laser radiations | Frequency stabilized laser
EURAMET-L-NL-00000BVW-1 | Laser radiations | 330 | 577 | THz | 1e-09 | 1e-09 | (dimensionless) | Relative | 330000000000000 | 577000000000000 | Hz | 330000 | 577000 | Hz | 95 | 2 |  |  | Frequency stabilized laser: absolute frequency | Optical femtosecond comb generator | Sample time:10 s |  | 0 | 0 |  | <masked> |  |  |  | 15404 | PHYSICS | L | EURAMET | Netherlands | VSL | VSL | VSL/74 |  | Published | 2010-04-01 | 2010-04-01 | 2010-04-01 |  | Laser frequencies | Radiations of the mise en pratique | Laser radiations | Frequency stabilized laser
EURAMET-L-NL-00000BV5-1 | Laser radiations | 474 | 474 | THz | 24 | 24 | kHz | Absolute | 474000000000000 | 474000000000000 | Hz | 24000 | 24000 | kHz | 95 | 2 |  |  | Frequency stabilized laser: absolute frequency | Optical beat frequency |  |  | 0 | 0 |  | <masked> |  |  |  | 15377 | PHYSICS | L | EURAMET | Netherlands | VSL | VSL | VSL/1 |  | Published | 2001-10-21 | 2001-10-21 | 2001-10-21 |  | Laser frequencies | Radiations of the mise en pratique | Laser radiations | Frequency stabilized laser
EURAMET-L-NL-00000BV4-1 | Laser radiations | 633 | 633 | nm | 0.04 | 0.04 | fm | Absolute | 6.33e-07 | 6.33e-07 | m | 4e-17 | 4e-17 | m | 95 | 2 |  |  | Frequency stabilized laser: vacuum wavelength | Optical beat frequency |  |  | 0 | 0 |  | <masked> |  |  |  | 15376 | PHYSICS | L | EURAMET | Netherlands | VSL | VSL | VSL/1 |  | Published | 2001-10-21 | 2001-10-21 | 2001-10-21 |  | Laser frequencies | Radiations of the mise en pratique | Laser radiations | Frequency stabilized laser
EURAMET-L-NL-00000BUV-1 | Laser radiations | 532 | 532 | nm | 4.2 | 4.2 | am | Absolute | 5.32e-07 | 5.32e-07 | m | 4.2e-18 | 4.2e-18 | m | 95 | 2 |  |  | Frequency stabilized laser: vacuum wavelength | Optical femtosecond comb generator | Sample time:10 s |  | 0 | 0 |  | <masked> |  |  |  | 15367 | PHYSICS | L | EURAMET | Netherlands | VSL | VSL | VSL/73 |  | Published | 2010-04-01 | 2010-04-01 | 2010-04-01 |  | Laser frequencies | Radiations of the mise en pratique | Laser radiations | Frequency stabilized laser
EURAMET-L-NL-00000BUU-1 | Laser radiations | 563 | 563 | THz | 4.4 | 4.4 | kHz | Absolute | 563000000000000 | 563000000000000 | Hz | 4400 | 4400 | kHz | 95 | 2 |  |  | Frequency stabilized laser: absolute frequency | Optical femtosecond comb generator | Sample time:10 s |  | 0 | 0 |  | <masked> |  |  |  | 15366 | PHYSICS | L | EURAMET | Netherlands | VSL | VSL | VSL/73 |  | Published | 2010-04-01 | 2010-04-01 | 2010-04-01 |  | Laser frequencies | Radiations of the mise en pratique | Laser radiations | Frequency stabilized laser
EURAMET-L-NL-00000BUT-1 | Laser radiations | 633 | 633 | nm | 5.4 | 5.4 | am | Absolute | 6.33e-07 | 6.33e-07 | m | 5.4e-18 | 5.4e-18 | m | 95 | 2 |  |  | Frequency stabilized laser: vacuum wavelength | Optical femtosecond comb generator | Sample time:10 s |  | 0 | 0 |  | <masked> |  |  |  | 15365 | PHYSICS | L | EURAMET | Netherlands | VSL | VSL | VSL/72 |  | Published | 2010-04-01 | 2010-04-01 | 2010-04-01 |  | Laser frequencies | Radiations of the mise en pratique | Laser radiations | Frequency stabilized laser
EURAMET-L-NL-00000BUS-1 | Laser radiations | 474 | 474 | THz | 4 | 4 | kHz | Absolute | 474000000000000 | 474000000000000 | Hz | 4000 | 4000 | kHz | 95 | 2 |  |  | Frequency stabilized laser: absolute frequency | Optical femtosecond comb generator | Sample time:10 s |  | 0 | 0 |  | <masked> |  |  |  | 15364 | PHYSICS | L | EURAMET | Netherlands | VSL | VSL | VSL/72 |  | Published | 2010-04-01 | 2010-04-01 | 2010-04-01 |  | Laser frequencies | Radiations of the mise en pratique | Laser radiations | Frequency stabilized laser
EURAMET-L-IT-00000C3M-2 | Laser radiations | 532 | 1577 | nm | 6e-13 | 6e-13 | (dimensionless) | Relative | 5.32e-07 | 1.577e-06 | m | 3.192e-19 | 9.462e-19 | dimension 1 | 95 | 2 |  |  | Frequency stabilized laser: vacuum wavelength | Optical femtosecond comb generator |  |  | 0 | 0 |  | <masked> |  |  |  | 29176 | PHYSICS | L | EURAMET | Italy | INRIM | Istituto Nazionale di Ricerca Metrologica | INRIM/36 |  | Published | 2020-08-04 | 2020-08-04 | 2013-08-02 |  | Laser frequencies | Radiations of the mise en pratique | Laser radiations | Frequency stabilized laser
EURAMET-L-IT-00000C3L-2 | Laser radiations | 190 | 564 | THz | 6e-13 | 6e-13 | (dimensionless) | Relative | 190000000000000 | 564000000000000 | Hz | 114 | 338.4 | dimension 1 | 95 | 2 |  |  | Frequency stabilized laser: absolute frequency | Optical femtosecond comb generator |  |  | 0 | 0 |  | <masked> |  |  |  | 29173 | PHYSICS | L | EURAMET | Italy | INRIM | Istituto Nazionale di Ricerca Metrologica | INRIM/36 |  | Published | 2020-08-04 | 2020-08-04 | 2013-08-02 |  | Laser frequencies | Radiations of the mise en pratique | Laser radiations | Frequency stabilized laser
EURAMET-L-IT-00000C3K-2 | Laser radiations | 633 | 633 | nm | 1e-09 | 1e-09 | (dimensionless) | Relative | 6.33e-07 | 6.33e-07 | m | 6.33e-16 | 6.33e-16 | dimension 1 | 95 | 2 |  |  | Frequency stabilized laser: vacuum wavelength | Optical beat frequency |  |  | 0 | 0 |  | <masked> |  |  |  | 29179 | PHYSICS | L | EURAMET | Italy | INRIM | Istituto Nazionale di Ricerca Metrologica | INRIM/3 |  | Published | 2020-08-04 | 2020-08-04 | 2001-10-21 |  | Laser frequencies | Radiations of the mise en pratique | Laser radiations | Frequency stabilized laser
EURAMET-L-IT-00000C3E-2 | Laser radiations | 563 | 563 | THz | 10 | 10 | kHz | Absolute | 563000000000000 | 563000000000000 | Hz | 10000 | 10000 | Hz | 95 | 2 |  |  | Frequency stabilized laser: absolute frequency | Optical beat frequency |  |  | 0 | 0 |  | <masked> |  |  |  | 29177 | PHYSICS | L | EURAMET | Italy | INRIM | Istituto Nazionale di Ricerca Metrologica | INRIM/2 |  | Published | 2020-08-04 | 2020-08-04 | 2013-08-02 |  | Laser frequencies | Radiations of the mise en pratique | Laser radiations | Frequency stabilized laser
EURAMET-L-IT-00000C3D-2 | Laser radiations | 532 | 532 | nm | 0.01 | 0.01 | fm | Absolute | 5.32e-07 | 5.32e-07 | m | 1e-17 | 1e-17 | m | 95 | 2 |  |  | Frequency stabilized laser: vacuum wavelength | Optical beat frequency |  |  | 0 | 0 |  | <masked> |  |  |  | 29175 | PHYSICS | L | EURAMET | Italy | INRIM | Istituto Nazionale di Ricerca Metrologica | INRIM/2 |  | Published | 2020-08-04 | 2020-08-04 | 2013-08-02 |  | Laser frequencies | Radiations of the mise en pratique | Laser radiations | Frequency stabilized laser
EURAMET-L-IT-00000C2H-2 | Laser radiations | 474 | 474 | THz | 24 | 24 | kHz | Absolute | 474000000000000 | 474000000000000 | Hz | 24000 | 24000 | Hz | 95 | 2 |  |  | Frequency stabilized laser: absolute frequency | Optical beat frequency |  |  | 0 | 0 |  | <masked> |  |  |  | 29174 | PHYSICS | L | EURAMET | Italy | INRIM | Istituto Nazionale di Ricerca Metrologica | INRIM/1 |  | Published | 2020-08-04 | 2020-08-04 | 2001-10-21 |  | Laser frequencies | Radiations of the mise en pratique | Laser radiations | Frequency stabilized laser
EURAMET-L-IT-00000C2G-2 | Laser radiations | 633 | 633 | nm | 0.04 | 0.04 | fm | Absolute | 6.33e-07 | 6.33e-07 | m | 4e-17 | 4e-17 | m | 95 | 2 |  |  | Frequency stabilized laser: vacuum wavelength | Optical beat frequency |  |  | 0 | 0 |  | <masked> |  |  |  | 29178 | PHYSICS | L | EURAMET | Italy | INRIM | Istituto Nazionale di Ricerca Metrologica | INRIM/1 |  | Published | 2020-08-04 | 2020-08-04 | 2001-10-21 |  | Laser frequencies | Radiations of the mise en pratique | Laser radiations | Frequency stabilized laser
EURAMET-L-HU-00000ANY-2 | Laser radiations | 633 | 633 | nm | 1e-08 | 1e-08 | (dimensionless) | Relative | 6.33e-07 | 6.33e-07 | m | 6.33e-15 | 6.33e-15 | dimension 1 | 95 | 2 |  |  | Frequency stabilized laser: vacuum wavelength | Optical beat frequency |  |  | 0 | 0 |  | <masked> |  |  |  | 29116 | PHYSICS | L | EURAMET | Hungary | BFKH | Government Office of the Capital City Budapest | BFKH/2 |  | Published | 2020-07-30 | 2020-07-30 | 2001-10-21 |  | Laser frequencies | Radiations of the mise en pratique | Laser radiations | Frequency stabilized laser
EURAMET-L-HU-00000ANI-1 | Laser radiations | 474 | 474 | THz | 24 | 24 | kHz | Absolute | 474000000000000 | 474000000000000 | Hz | 24000 | 24000 | kHz | 95 | 2 |  |  | Frequency stabilized laser: absolute frequency | Optical beat frequency |  |  | 0 | 0 |  | <masked> |  |  |  | 13806 | PHYSICS | L | EURAMET | Hungary | BFKH | Government Office of the Capital City Budapest | BFKH/1 |  | Published | 2001-10-21 | 2001-10-21 | 2001-10-21 |  | Laser frequencies | Radiations of the mise en pratique | Laser radiations | Frequency stabilized laser
EURAMET-L-HU-00000ANH-1 | Laser radiations | 633 | 633 | nm | 0.04 | 0.04 | fm | Absolute | 6.33e-07 | 6.33e-07 | m | 4e-17 | 4e-17 | m | 95 | 2 |  |  | Frequency stabilized laser: vacuum wavelength | Optical beat frequency |  |  | 0 | 0 |  | <masked> |  |  |  | 13805 | PHYSICS | L | EURAMET | Hungary | BFKH | Government Office of the Capital City Budapest | BFKH/1 |  | Published | 2001-10-21 | 2001-10-21 | 2001-10-21 |  | Laser frequencies | Radiations of the mise en pratique | Laser radiations | Frequency stabilized laser
EURAMET-L-HR-00000D5L-1 | Laser radiations | 633 | 633 | nm | 1e-09 | 1e-09 | (dimensionless) | Relative | 6.33e-07 | 6.33e-07 | m | 6.33e-16 | 6.33e-16 | m | 95 | 2 |  |  | Frequency stabilized laser: vacuum wavelength | Optical beat frequency |  |  | 0 | 0 |  | <masked> |  |  |  | 17049 | PHYSICS | L | EURAMET | Croatia | FSB-LPMD | FSB - Laboratory for precise measurement of length | FSB-LPMD/11 |  | Published | 2010-04-01 | 2010-04-01 | 2010-04-01 |  | Laser frequencies | Radiations of the mise en pratique | Laser radiations | Frequency stabilized laser
EURAMET-L-HR-00000D59-1 | Laser radiations | 474 | 474 | THz | 24 | 24 | kHz | Absolute | 474000000000000 | 474000000000000 | Hz | 24000 | 24000 | kHz | 95 | 2 |  |  | Frequency stabilized laser: absolute frequency | Optical beat frequency | Temperature:(20 ± 5) °C |  | 0 | 0 |  | <masked> |  |  |  | 17037 | PHYSICS | L | EURAMET | Croatia | FSB-LPMD | FSB - Laboratory for precise measurement of length | FSB-LPMD/10 |  | Published | 2010-04-01 | 2010-04-01 | 2010-04-01 |  | Laser frequencies | Radiations of the mise en pratique | Laser radiations | Frequency stabilized laser
EURAMET-L-HR-00000D58-1 | Laser radiations | 633 | 633 | nm | 0.04 | 0.04 | fm | Absolute | 6.33e-07 | 6.33e-07 | m | 4e-17 | 4e-17 | m | 95 | 2 |  |  | Frequency stabilized laser: vacuum wavelength | Optical beat frequency | Temperature:(20 ± 5) °C |  | 0 | 0 |  | <masked> |  |  |  | 17036 | PHYSICS | L | EURAMET | Croatia | FSB-LPMD | FSB - Laboratory for precise measurement of length | FSB-LPMD/10 |  | Published | 2010-04-01 | 2010-04-01 | 2010-04-01 |  | Laser frequencies | Radiations of the mise en pratique | Laser radiations | Frequency stabilized laser
EURAMET-L-GR-00000ANG-2 | Laser radiations | 633 | 633 | nm | 1e-09 | 1e-09 | (dimensionless) | Relative | 6.33e-07 | 6.33e-07 | m | 6.33e-16 | 6.33e-16 | dimension 1 | 95 | 2 |  |  | Frequency stabilized laser: vacuum wavelength | Optical beat frequency |  |  | 0 | 0 |  | <masked> |  |  |  | 29095 | PHYSICS | L | EURAMET | Greece | EIM | Hellenic Institute of Metrology | EIM-L4 |  | Published | 2020-07-30 | 2020-07-30 | 2009-01-30 |  | Laser frequencies | Radiations of the mise en pratique | Laser radiations | Frequency stabilized laser
EURAMET-L-GR-00000ANF-1 | Laser radiations | 633 | 633 | nm | 0.04 | 0.04 | fm | Absolute | 6.33e-07 | 6.33e-07 | m | 4e-17 | 4e-17 | m | 95 | 2 |  |  | Frequency stabilized laser: vacuum wavelength | Optical beat frequency |  |  | 0 | 0 |  | <masked> |  |  |  | 13803 | PHYSICS | L | EURAMET | Greece | EIM | Hellenic Institute of Metrology | EIM-L3 |  | Published | 2009-01-30 | 2009-01-30 | 2009-01-30 |  | Laser frequencies | Radiations of the mise en pratique | Laser radiations | Frequency stabilized laser
EURAMET-L-GB-00000D3G-1 | Laser radiations | 149 | 600 | THz | 1e-13 | 1e-13 | (dimensionless) | Relative | 149000000000000 | 600000000000000 | Hz | 14.9 | 60 | Hz | 95 | 2 |  |  | Frequency stabilized laser: absolute frequency | Femtosecond comb |  |  | 0 | 0 |  | <masked> |  |  |  | 16972 | PHYSICS | L | EURAMET | United Kingdom | NPL | National Physical Laboratory | 3d |  | Published | 2016-09-12 | 2016-09-12 | 2016-09-12 |  | Laser frequencies | Radiations of the mise en pratique | Laser radiations | Frequency stabilized laser
EURAMET-L-GB-00000D3F-1 | Laser radiations | 500 | 2000 | nm | 1e-13 | 1e-13 | (dimensionless) | Relative | 5e-07 | 2e-06 | m | 5e-20 | 2e-19 | m | 95 | 2 |  |  | Frequency stabilized laser: vacuum wavelength | Femtosecond comb |  |  | 0 | 0 |  | <masked> |  |  |  | 16971 | PHYSICS | L | EURAMET | United Kingdom | NPL | National Physical Laboratory | 3c |  | Published | 2016-09-12 | 2016-09-12 | 2016-09-12 |  | Laser frequencies | Radiations of the mise en pratique | Laser radiations | Frequency stabilized laser
EURAMET-L-GB-00000D3E-1 | Laser radiations | 149 | 600 | THz | 1e-13 | 1e-13 | (dimensionless) | Relative | 149000000000000 | 600000000000000 | Hz | 14.9 | 60 | Hz | 95 | 2 |  |  | Frequency stabilized laser: absolute frequency | Femtosecond comb |  |  | 0 | 0 |  | <masked> |  |  |  | 16970 | PHYSICS | L | EURAMET | United Kingdom | NPL | National Physical Laboratory | 3b |  | Published | 2016-09-12 | 2016-09-12 | 2016-09-12 |  | Laser frequencies | Radiations of the mise en pratique | Laser radiations | Frequency stabilized laser
EURAMET-L-GB-00000D3D-1 | Laser radiations | 500 | 2000 | nm | 1e-13 | 1e-13 | (dimensionless) | Relative | 5e-07 | 2e-06 | m | 5e-20 | 2e-19 | m | 95 | 2 |  |  | Frequency stabilized laser: vacuum wavelength | Femtosecond comb |  |  | 0 | 0 |  | <masked> |  |  |  | 16969 | PHYSICS | L | EURAMET | United Kingdom | NPL | National Physical Laboratory | 3a |  | Published | 2016-09-12 | 2016-09-12 | 2016-09-12 |  | Laser frequencies | Radiations of the mise en pratique | Laser radiations | Frequency stabilized laser
EURAMET-L-GB-00000D3C-1 | Laser radiations | 543 | 543 | nm | 0.28 | 0.28 | fm | Absolute | 5.43e-07 | 5.43e-07 | m | 2.8e-16 | 2.8e-16 | m | 95 | 2 |  |  | Frequency stabilized laser: vacuum wavelength | Optical beat frequency |  |  | 0 | 0 |  | <masked> |  |  |  | 16968 | PHYSICS | L | EURAMET | United Kingdom | NPL | National Physical Laboratory | 2a |  | Published | 2001-10-21 | 2001-10-21 | 2001-10-21 |  | Laser frequencies | Radiations of the mise en pratique | Laser radiations | Frequency stabilized laser
EURAMET-L-GB-00000D39-1 | Laser radiations | 474 | 474 | THz | 24 | 24 | kHz | Absolute | 474000000000000 | 474000000000000 | Hz | 24000 | 24000 | kHz | 95 | 2 |  |  | Frequency stabilized laser: absolute frequency | Optical beat frequency |  |  | 0 | 0 |  | <masked> |  |  |  | 16965 | PHYSICS | L | EURAMET | United Kingdom | NPL | National Physical Laboratory | 1b |  | Published | 2001-10-21 | 2001-10-21 | 2001-10-21 |  | Laser frequencies | Radiations of the mise en pratique | Laser radiations | Frequency stabilized laser
EURAMET-L-GB-00000D38-1 | Laser radiations | 633 | 633 | nm | 0.04 | 0.04 | fm | Absolute | 6.33e-07 | 6.33e-07 | m | 4e-17 | 4e-17 | m | 95 | 2 |  |  | Frequency stabilized laser: vacuum wavelength | Optical beat frequency |  |  | 0 | 0 |  | <masked> |  |  |  | 16964 | PHYSICS | L | EURAMET | United Kingdom | NPL | National Physical Laboratory | 1a |  | Published | 2001-10-21 | 2001-10-21 | 2001-10-21 |  | Laser frequencies | Radiations of the mise en pratique | Laser radiations | Frequency stabilized laser
EURAMET-L-GB-00000D2K-1 | Laser radiations | 543 | 543 | nm | 0.35 | 0.35 | fm | Absolute | 5.43e-07 | 5.43e-07 | m | 3.5e-16 | 3.5e-16 | m | 95 | 2 |  |  | Frequency stabilized laser: vacuum wavelength | Optical beat frequency |  |  | 0 | 0 |  | <masked> |  |  |  | 16940 | PHYSICS | L | EURAMET | United Kingdom | NPL | National Physical Laboratory | 5 |  | Published | 2001-10-21 | 2001-10-21 | 2001-10-21 |  | Laser frequencies | Radiations of the mise en pratique | Laser radiations | Frequency stabilized laser
EURAMET-L-GB-00000D2J-1 | Laser radiations | 633 | 633 | nm | 0.15 | 0.15 | fm | Absolute | 6.33e-07 | 6.33e-07 | m | 1.5e-16 | 1.5e-16 | m | 95 | 2 |  |  | Frequency stabilized laser: vacuum wavelength | Optical beat frequency |  |  | 0 | 0 |  | <masked> |  |  |  | 16939 | PHYSICS | L | EURAMET | United Kingdom | NPL | National Physical Laboratory | 4 |  | Published | 2001-10-21 | 2001-10-21 | 2001-10-21 |  | Laser frequencies | Radiations of the mise en pratique | Laser radiations | Frequency stabilized laser
EURAMET-L-GB-00000D1Y-1 | Laser radiations | 551 | 551 | THz | 0.28 | 0.28 | MHz | Absolute | 551000000000000 | 551000000000000 | Hz | 280000 | 280000 | Hz | 95 | 2 |  |  | Frequency stabilized laser: absolute frequency | Optical beat frequency |  |  | 0 | 0 |  | <masked> |  |  |  | 16918 | PHYSICS | L | EURAMET | United Kingdom | NPL | National Physical Laboratory | 2b |  | Published | 2001-10-21 | 2001-10-21 | 2001-10-21 |  | Laser frequencies | Radiations of the mise en pratique | Laser radiations | Frequency stabilized laser
EURAMET-L-FR-00000LAC-2 | Laser radiations | 633 | 633 | nm | 3 | 3 | fm | Absolute | 6.33e-07 | 6.33e-07 | m | 3e-15 | 3e-15 | m | 95 | 2 |  |  | Frequency stabilized laser: vacuum wavelength | Optical beat frequency |  |  | 0 | 0 |  | <masked> |  | Service provided by the LNE-INM |  | 29087 | PHYSICS | L | EURAMET | France | LNE-LCM/Cnam | Conservatoire National des Arts et Métiers/Laboratoire Commun de Métrologie | LNE/3 |  | Published | 2020-07-30 | 2020-07-30 | 2001-10-21 |  | Laser frequencies | Radiations of the mise en pratique | Laser radiations | Frequency stabilized laser
EURAMET-L-FR-00000LAB-2 | Laser radiations | 563 | 563 | THz | 0.08 | 0.08 | MHz | Absolute | 563000000000000 | 563000000000000 | Hz | 80000 | 80000 | Hz | 95 | 2 |  |  | Frequency stabilized laser: absolute frequency | Optical beat frequency |  |  | 0 | 0 |  | <masked> |  | Service provided by the LNE-INM |  | 29085 | PHYSICS | L | EURAMET | France | LNE-LCM/Cnam | Conservatoire National des Arts et Métiers/Laboratoire Commun de Métrologie | LNE/2 |  | Published | 2020-07-30 | 2020-07-30 | 2001-10-21 |  | Laser frequencies | Radiations of the mise en pratique | Laser radiations | Frequency stabilized laser
EURAMET-L-FR-00000LAA-2 | Laser radiations | 532 | 532 | nm | 0.08 | 0.08 | fm | Absolute | 5.32e-07 | 5.32e-07 | m | 8e-17 | 8e-17 | m | 95 | 2 |  |  | Frequency stabilized laser: vacuum wavelength | Optical beat frequency |  |  | 0 | 0 |  | <masked> |  | Service provided by the LNE-INM |  | 29084 | PHYSICS | L | EURAMET | France | LNE-LCM/Cnam | Conservatoire National des Arts et Métiers/Laboratoire Commun de Métrologie | LNE/2 |  | Published | 2020-07-30 | 2020-07-30 | 2001-10-21 |  | Laser frequencies | Radiations of the mise en pratique | Laser radiations | Frequency stabilized laser
EURAMET-L-FR-00000LA9-2 | Laser radiations | 474 | 474 | THz | 24 | 24 | kHz | Absolute | 474000000000000 | 474000000000000 | Hz | 24000 | 24000 | Hz | 95 | 2 |  |  | Frequency stabilized laser: absolute frequency | Optical beat frequency |  |  | 0 | 0 |  | <masked> |  | Service provided by the LNE-INM |  | 29073 | PHYSICS | L | EURAMET | France | LNE-LCM/Cnam | Conservatoire National des Arts et Métiers/Laboratoire Commun de Métrologie | LNE/1 |  | Published | 2020-07-30 | 2020-07-30 | 2001-10-21 |  | Laser frequencies | Radiations of the mise en pratique | Laser radiations | Frequency stabilized laser
EURAMET-L-FR-00000LA8-2 | Laser radiations | 633 | 633 | nm | 0.04 | 0.04 | fm | Absolute | 6.33e-07 | 6.33e-07 | m | 4e-17 | 4e-17 | m | 95 | 2 |  |  | Frequency stabilized laser: vacuum wavelength | Optical beat frequency |  |  | 0 | 0 |  | <masked> |  | Service provided by the LNE-INM |  | 29072 | PHYSICS | L | EURAMET | France | LNE-LCM/Cnam | Conservatoire National des Arts et Métiers/Laboratoire Commun de Métrologie | LNE/1 |  | Published | 2020-07-30 | 2020-07-30 | 2001-10-21 |  | Laser frequencies | Radiations of the mise en pratique | Laser radiations | Frequency stabilized laser
EURAMET-L-FI-00000AML-1 | Laser radiations | 273 | 576 | THz | 1.5e-13 | 1.5e-13 | (dimensionless) | Relative | 273000000000000 | 576000000000000 | Hz | 40.95 | 86.4 | Hz | 95 | 2 |  |  | Frequency stabilized laser: absolute frequency | Femtosecond comb |  |  | 0 | 0 |  | <masked> |  |  |  | 13773 | PHYSICS | L | EURAMET | Finland | MIKES | VTT Technical Research Centre of Finland Ltd, Centre for Metrology/Mittatekniikan keskus | MIKES/59 |  | Published | 2009-11-03 | 2009-11-03 | 2009-11-03 |  | Laser frequencies | Radiations of the mise en pratique | Laser radiations | Frequency stabilized laser
EURAMET-L-FI-00000AMK-1 | Laser radiations | 520 | 1100 | nm | 1.5e-13 | 1.5e-13 | (dimensionless) | Relative | 5.2e-07 | 1.1e-06 | m | 7.8e-20 | 1.65e-19 | m | 95 | 2 |  |  | Frequency stabilized laser: vacuum wavelength | Femtosecond comb |  |  | 0 | 0 |  | <masked> |  |  |  | 13772 | PHYSICS | L | EURAMET | Finland | MIKES | VTT Technical Research Centre of Finland Ltd, Centre for Metrology/Mittatekniikan keskus | MIKES/59 |  | Published | 2009-11-03 | 2009-11-03 | 2009-11-03 |  | Laser frequencies | Radiations of the mise en pratique | Laser radiations | Frequency stabilized laser
EURAMET-L-FI-00000AMJ-1 | Laser radiations | 532 | 532 | nm | 1e-10 | 1e-10 | (dimensionless) | Relative | 5.32e-07 | 5.32e-07 | m | 5.32e-17 | 5.32e-17 | m | 95 | 2 |  |  | Frequency stabilized laser: vacuum wavelength | Optical beat frequency |  |  | 0 | 0 |  | <masked> |  |  |  | 13771 | PHYSICS | L | EURAMET | Finland | MIKES | VTT Technical Research Centre of Finland Ltd, Centre for Metrology/Mittatekniikan keskus | MIKES/52 |  | Published | 2001-10-21 | 2001-10-21 | 2001-10-21 |  | Laser frequencies | Radiations of the mise en pratique | Laser radiations | Frequency stabilized laser
EURAMET-L-FI-00000AMI-1 | Laser radiations | 543.5 | 543.5 | nm | 5e-10 | 5e-10 | (dimensionless) | Relative | 5.435e-07 | 5.435e-07 | m | 2.7175e-16 | 2.7175e-16 | m | 95 | 2 |  |  | Frequency stabilized laser: vacuum wavelength | Optical beat frequency |  |  | 0 | 0 |  | <masked> |  |  |  | 13770 | PHYSICS | L | EURAMET | Finland | MIKES | VTT Technical Research Centre of Finland Ltd, Centre for Metrology/Mittatekniikan keskus | MIKES/4 |  | Published | 2001-10-21 | 2001-10-21 | 2001-10-21 |  | Laser frequencies | Radiations of the mise en pratique | Laser radiations | Frequency stabilized laser
EURAMET-L-FI-00000AMH-1 | Laser radiations | 633 | 633 | nm | 1e-10 | 1e-10 | (dimensionless) | Relative | 6.33e-07 | 6.33e-07 | m | 6.33e-17 | 6.33e-17 | m | 95 | 2 |  |  | Frequency stabilized laser: vacuum wavelength | Optical beat frequency |  |  | 0 | 0 |  | <masked> |  |  |  | 13769 | PHYSICS | L | EURAMET | Finland | MIKES | VTT Technical Research Centre of Finland Ltd, Centre for Metrology/Mittatekniikan keskus | MIKES/3 |  | Published | 2001-10-21 | 2001-10-21 | 2001-10-21 |  | Laser frequencies | Radiations of the mise en pratique | Laser radiations | Frequency stabilized laser
EURAMET-L-FI-00000ALY-1 | Laser radiations | 563 | 563 | THz | 0.08 | 0.08 | MHz | Absolute | 563000000000000 | 563000000000000 | Hz | 80000 | 80000 | Hz | 95 | 2 |  |  | Frequency stabilized laser: absolute frequency | Optical beat frequency |  |  | 0 | 0 |  | <masked> |  |  |  | 13750 | PHYSICS | L | EURAMET | Finland | MIKES | VTT Technical Research Centre of Finland Ltd, Centre for Metrology/Mittatekniikan keskus | MIKES/51 |  | Published | 2001-10-21 | 2001-10-21 | 2001-10-21 |  | Laser frequencies | Radiations of the mise en pratique | Laser radiations | Frequency stabilized laser
EURAMET-L-FI-00000ALX-2 | Laser radiations | 532 | 532 | nm | 0.08 | 0.08 | fm | Absolute | 5.32e-07 | 5.32e-07 | m | 8e-17 | 8e-17 | m | 95 | 2 |  |  | Frequency stabilized laser: vacuum wavelength | Optical beat frequency |  |  | 0 | 0 |  | <masked> |  |  |  | 13749 | PHYSICS | L | EURAMET | Finland | MIKES | VTT Technical Research Centre of Finland Ltd, Centre for Metrology/Mittatekniikan keskus | MIKES/50 |  | Published | 2019-10-29 | 2019-10-29 | 2001-10-21 |  | Laser frequencies | Radiations of the mise en pratique | Laser radiations | Frequency stabilized laser
EURAMET-L-FI-00000ALW-1 | Laser radiations | 551 | 551 | THz | 0.28 | 0.28 | MHz | Absolute | 551000000000000 | 551000000000000 | Hz | 280000 | 280000 | Hz | 95 | 2 |  |  | Frequency stabilized laser: absolute frequency | Optical beat frequency |  |  | 0 | 0 |  | <masked> |  |  |  | 13748 | PHYSICS | L | EURAMET | Finland | MIKES | VTT Technical Research Centre of Finland Ltd, Centre for Metrology/Mittatekniikan keskus | MIKES/2 |  | Published | 2001-10-21 | 2001-10-21 | 2001-10-21 |  | Laser frequencies | Radiations of the mise en pratique | Laser radiations | Frequency stabilized laser
EURAMET-L-FI-00000ALV-2 | Laser radiations | 543.5 | 543.5 | nm | 0.28 | 0.28 | fm | Absolute | 5.435e-07 | 5.435e-07 | m | 2.8e-16 | 2.8e-16 | m | 95 | 2 |  |  | Frequency stabilized laser: vacuum wavelength | Optical beat frequency |  |  | 0 | 0 |  | <masked> |  |  |  | 13747 | PHYSICS | L | EURAMET | Finland | MIKES | VTT Technical Research Centre of Finland Ltd, Centre for Metrology/Mittatekniikan keskus | MIKES/2 |  | Published | 2019-10-29 | 2019-10-29 | 2001-10-21 |  | Laser frequencies | Radiations of the mise en pratique | Laser radiations | Frequency stabilized laser
EURAMET-L-FI-00000ALU-1 | Laser radiations | 474 | 474 | THz | 24 | 24 | kHz | Absolute | 474000000000000 | 474000000000000 | Hz | 24000 | 24000 | kHz | 95 | 2 |  |  | Frequency stabilized laser: absolute frequency | Optical beat frequency |  |  | 0 | 0 |  | <masked> |  |  |  | 13746 | PHYSICS | L | EURAMET | Finland | MIKES | VTT Technical Research Centre of Finland Ltd, Centre for Metrology/Mittatekniikan keskus | MIKES/1 |  | Published | 2001-10-21 | 2001-10-21 | 2001-10-21 |  | Laser frequencies | Radiations of the mise en pratique | Laser radiations | Frequency stabilized laser
EURAMET-L-FI-00000ALT-2 | Laser radiations | 633 | 633 | nm | 0.04 | 0.04 | fm | Absolute | 6.33e-07 | 6.33e-07 | m | 4e-17 | 4e-17 | m | 95 | 2 |  |  | Frequency stabilized laser: vacuum wavelength | Optical beat frequency |  |  | 0 | 0 |  | <masked> |  |  |  | 13745 | PHYSICS | L | EURAMET | Finland | MIKES | VTT Technical Research Centre of Finland Ltd, Centre for Metrology/Mittatekniikan keskus | MIKES/1 |  | Published | 2019-10-29 | 2019-10-29 | 2001-10-21 |  | Laser frequencies | Radiations of the mise en pratique | Laser radiations | Frequency stabilized laser
EURAMET-L-ES-00000CBS-2 | Laser radiations | 633 | 633 | nm | 6.2e-10 | 6.2e-10 | (dimensionless) | Relative | 6.33e-07 | 6.33e-07 | m | 3.9246e-16 | 3.9246e-16 | dimension 1 | 95 | 2 |  |  | Frequency stabilized laser: vacuum wavelength | Optical beat frequency |  |  | 0 | 0 |  | <masked> |  |  |  | 29004 | PHYSICS | L | EURAMET | Spain | CEM | Centro Español de Metrologia | CEM/02 |  | Published | 2020-07-30 | 2020-07-30 | 2006-05-04 |  | Laser frequencies | Radiations of the mise en pratique | Laser radiations | Frequency stabilized laser
EURAMET-L-ES-00000CB2-2 | Laser radiations | 474 | 474 | THz | 24 | 24 | kHz | Absolute | 474000000000000 | 474000000000000 | Hz | 24000 | 24000 | Hz | 95 | 2 |  |  | Frequency stabilized laser: absolute frequency | Optical beat frequency |  |  | 0 | 0 |  | <masked> |  |  |  | 29002 | PHYSICS | L | EURAMET | Spain | CEM | Centro Español de Metrologia | CEM/01 |  | Published | 2020-07-30 | 2020-07-30 | 2001-10-21 |  | Laser frequencies | Radiations of the mise en pratique | Laser radiations | Frequency stabilized laser
EURAMET-L-ES-00000CB1-2 | Laser radiations | 633 | 633 | nm | 0.04 | 0.04 | fm | Absolute | 6.33e-07 | 6.33e-07 | m | 4e-17 | 4e-17 | m | 95 | 2 |  |  | Frequency stabilized laser: vacuum wavelength | Optical beat frequency |  |  | 0 | 0 |  | <masked> |  | RI 83 and CI 92 from CIPM |  | 29003 | PHYSICS | L | EURAMET | Spain | CEM | Centro Español de Metrologia | CEM/01 |  | Published | 2020-07-30 | 2020-07-30 | 2001-10-21 |  | Laser frequencies | Radiations of the mise en pratique | Laser radiations | Frequency stabilized laser
EURAMET-L-DK-00000QI8-1 | Laser radiations | 771.152 | 771.232 | nm | 40 | 40 | am | Absolute | 7.7115e-07 | 7.7123e-07 | m | 4e-17 | 4e-17 | m | 95 | 2 |  |  | Frequency stabilized laser: vacuum wavelength | Optical beat frequency |  |  | 0 | 0 |  | <masked> | DFM |  |  | 45161 | PHYSICS | L | EURAMET | Denmark | DFM | Danish Fundamental Metrology A/S |  |  | Published | 2025-08-07 | 2025-08-07 | 2025-08-04 |  | Laser frequencies | Radiations of the mise en pratique | Laser radiations | Frequency stabilized laser
EURAMET-L-DK-00000QI7-1 | Laser radiations | 1542.304 | 1542.463 | nm | 80 | 80 | am | Absolute | 1.5423e-06 | 1.5425e-06 | m | 8e-17 | 8e-17 | m | 95 | 2 |  |  | Frequency stabilized laser: vacuum wavelength | Optical beat frequency |  |  | 0 | 0 |  | <masked> | DFM |  |  | 45160 | PHYSICS | L | EURAMET | Denmark | DFM | Danish Fundamental Metrology A/S |  |  | Published | 2025-08-07 | 2025-08-07 | 2025-08-04 |  | Laser frequencies | Radiations of the mise en pratique | Laser radiations | Frequency stabilized laser
EURAMET-L-DK-00000QI6-1 | Laser radiations | 388.719 | 388.759 | THz | 20 | 20 | kHz | Absolute | 388719000000000 | 388759000000000 | Hz | 20000 | 20000 | Hz | 95 | 2 |  |  | Frequency stabilized laser: absolute frequency | Optical beat frequency |  |  | 0 | 0 |  | <masked> | DFM |  |  | 45159 | PHYSICS | L | EURAMET | Denmark | DFM | Danish Fundamental Metrology A/S |  |  | Published | 2025-08-07 | 2025-08-07 | 2025-08-04 |  | Laser frequencies | Radiations of the mise en pratique | Laser radiations | Frequency stabilized laser
EURAMET-L-DK-00000QHJ-1 | Laser radiations | 194.3596 | 194.3796 | THz | 10 | 10 | kHz | Absolute | 194359600000000 | 194379600000000 | Hz | 10000 | 10000 | Hz | 95 | 2 |  |  | Frequency stabilized laser: absolute frequency | Optical beat frequency |  |  | 0 | 0 |  | <masked> | DFM |  |  | 45064 | PHYSICS | L | EURAMET | Denmark | DFM | Danish Fundamental Metrology A/S |  |  | Published | 2025-08-07 | 2025-08-07 | 2025-08-04 |  | Laser frequencies | Radiations of the mise en pratique | Laser radiations | Frequency stabilized laser
EURAMET-L-DE-00000MMX-1 | Laser radiations | 500 | 1800 | nm | 1e-14 | 1e-14 | (dimensionless) | Relative | 5e-07 | 1.8e-06 | m | 5e-21 | 1.8e-20 | m | 95 | 2 |  |  | Frequency stabilized laser: absolute frequency | Femtosecond comb |  |  | 0 | 0 |  | <masked> | Cs fountain clocks |  |  | 33595 | PHYSICS | L | EURAMET | Germany | PTB | Physikalisch-Technische Bundesanstalt | PTB/4.31/3 |  | Published | 2021-04-16 | 2021-04-16 | 2021-04-10 |  | Laser frequencies | Radiations of the mise en pratique | Laser radiations | Frequency stabilized laser
EURAMET-L-DE-00000MMW-1 | Laser radiations | 167 | 600 | THz | 1e-14 | 1e-14 | (dimensionless) | Relative | 167000000000000 | 600000000000000 | Hz | 1.67 | 6 | Hz | 95 | 2 |  |  | Frequency stabilized laser: absolute frequency | Femtosecond comb |  |  | 0 | 0 |  | <masked> | Cs fountain clocks |  |  | 33594 | PHYSICS | L | EURAMET | Germany | PTB | Physikalisch-Technische Bundesanstalt | PTB/4.31/3 |  | Published | 2021-04-16 | 2021-04-16 | 2021-04-10 |  | Laser frequencies | Radiations of the mise en pratique | Laser radiations | Frequency stabilized laser
EURAMET-L-DE-00000F4N-1 | Laser radiations | 563 | 563 | THz | 10 | 10 | kHz | Absolute | 563000000000000 | 563000000000000 | Hz | 10000 | 10000 | kHz | 95 | 2 |  |  | Frequency stabilized laser (Nd-YAG, frequency doubled): absolute frequency | Optical beat frequency | Temperature:(20 ± 5) ºC |  | 0 | 0 |  | <masked> |  |  |  | 19607 | PHYSICS | L | EURAMET | Germany | PTB | Physikalisch-Technische Bundesanstalt | PTB/4.31/2 |  | Published | 2006-05-04 | 2006-05-04 | 2006-05-04 |  | Laser frequencies | Radiations of the mise en pratique | Laser radiations | Frequency stabilized laser
EURAMET-L-DE-00000F4M-1 | Laser radiations | 532 | 532 | nm | 0.009 | 0.009 | fm | Absolute | 5.32e-07 | 5.32e-07 | m | 9e-18 | 9e-18 | m | 95 | 2 |  |  | Frequency stabilized laser (Nd-YAG, frequency doubled): vacuum wavelength | Optical beat frequency | Temperature:(20 ± 5) ºC |  | 0 | 0 |  | <masked> |  |  |  | 19606 | PHYSICS | L | EURAMET | Germany | PTB | Physikalisch-Technische Bundesanstalt | PTB/4.31/2 |  | Published | 2006-05-04 | 2006-05-04 | 2006-05-04 |  | Laser frequencies | Radiations of the mise en pratique | Laser radiations | Frequency stabilized laser
EURAMET-L-DE-00000F4L-1 | Laser radiations | 474 | 474 | THz | 24 | 24 | kHz | Absolute | 474000000000000 | 474000000000000 | Hz | 24000 | 24000 | kHz | 95 | 2 |  |  | Frequency stabilized laser (He-Ne): absolute frequency | Optical beat frequency | Temperature:(20 ± 5) ºC |  | 0 | 0 |  | <masked> |  |  |  | 19605 | PHYSICS | L | EURAMET | Germany | PTB | Physikalisch-Technische Bundesanstalt | PTB/4.31/1 |  | Published | 2001-10-21 | 2001-10-21 | 2001-10-21 |  | Laser frequencies | Radiations of the mise en pratique | Laser radiations | Frequency stabilized laser
EURAMET-L-DE-00000F4K-1 | Laser radiations | 633 | 633 | nm | 0.04 | 0.04 | fm | Absolute | 6.33e-07 | 6.33e-07 | m | 4e-17 | 4e-17 | m | 95 | 2 |  |  | Frequency stabilized laser (He-Ne): vacuum wavelength | Optical beat frequency | Temperature:(20 ± 5) ºC |  | 0 | 0 |  | <masked> |  |  |  | 19604 | PHYSICS | L | EURAMET | Germany | PTB | Physikalisch-Technische Bundesanstalt | PTB/4.31/1 |  | Published | 2001-10-21 | 2001-10-21 | 2001-10-21 |  | Laser frequencies | Radiations of the mise en pratique | Laser radiations | Frequency stabilized laser
EURAMET-L-CZ-00000AKX-1 | Laser radiations | 281 | 576 | THz | 2e-13 | 2e-13 | (dimensionless) | Relative | 281000000000000 | 576000000000000 | Hz | 56.2 | 115.2 | Hz | 95 | 2 |  |  | Frequency stabilized laser: absolute frequency | Femtosecond comb | Measurement time:24 h |  | 0 | 0 |  | <masked> |  |  |  | 13713 | PHYSICS | L | EURAMET | Czechia | CMI | Czech Metrology Institute | CMI/73 |  | Published | 2009-01-30 | 2009-01-30 | 2009-01-30 |  | Laser frequencies | Radiations of the mise en pratique | Laser radiations | Frequency stabilized laser
EURAMET-L-CZ-00000AKW-1 | Laser radiations | 520 | 1064 | nm | 2e-13 | 2e-13 | (dimensionless) | Relative | 5.2e-07 | 1.064e-06 | m | 1.04e-19 | 2.128e-19 | m | 95 | 2 |  |  | Frequency stabilized laser: vacuum wavelength | Femtosecond comb | Measurement time:24 h |  | 0 | 0 |  | <masked> |  |  |  | 13712 | PHYSICS | L | EURAMET | Czechia | CMI | Czech Metrology Institute | CMI/73 |  | Published | 2009-01-30 | 2009-01-30 | 2009-01-30 |  | Laser frequencies | Radiations of the mise en pratique | Laser radiations | Frequency stabilized laser
EURAMET-L-CZ-00000AKV-2 | Laser radiations | 400 | 1000 | nm | 1e-05 | 1e-05 | (dimensionless) | Relative | 4e-07 | 1e-06 | m | 4e-12 | 1e-11 | dimension 1 | 95 | 2 |  |  | Frequency stabilized laser: vacuum wavelength | Wavemeter (pulsed) |  |  | 0 | 0 |  | <masked> |  |  |  | 28914 | PHYSICS | L | EURAMET | Czechia | CMI | Czech Metrology Institute | CMI/8 |  | Published | 2020-07-30 | 2020-07-30 | 2001-10-21 |  | Laser frequencies | Radiations of the mise en pratique | Laser radiations | Frequency stabilized laser
EURAMET-L-CZ-00000AKU-3 | Laser radiations | 400 | 1650 | nm | 1e-07 | 1e-07 | (dimensionless) | Relative | 4e-07 | 1.65e-06 | m | 4e-14 | 1.65e-13 | m | 95 | 2 |  |  | Frequency stabilized laser: vacuum wavelength | Wavemeter (continuous) |  |  | 0 | 0 |  | <masked> | CMI |  |  | 42199 | PHYSICS | L | EURAMET | Czechia | CMI | Czech Metrology Institute | CMI/7 |  | Published | 2024-10-28 | 2024-10-28 | 2024-10-21 |  | Laser frequencies | Radiations of the mise en pratique | Laser radiations | Frequency stabilized laser
EURAMET-L-CZ-00000AKT-2 | Laser radiations | 543.5 | 543.5 | nm | 1e-09 | 1e-09 | (dimensionless) | Relative | 5.435e-07 | 5.435e-07 | m | 5.435e-16 | 5.435e-16 | dimension 1 | 95 | 2 |  |  | Frequency stabilized laser: vacuum wavelength | Optical beat frequency |  |  | 0 | 0 |  | <masked> |  |  |  | 28898 | PHYSICS | L | EURAMET | Czechia | CMI | Czech Metrology Institute | CMI/6 |  | Published | 2020-07-30 | 2020-07-30 | 2001-10-21 |  | Laser frequencies | Radiations of the mise en pratique | Laser radiations | Frequency stabilized laser
EURAMET-L-CZ-00000AKR-2 | Laser radiations | 633 | 633 | nm | 1e-09 | 1e-09 | (dimensionless) | Relative | 6.33e-07 | 6.33e-07 | m | 6.33e-16 | 6.33e-16 | dimension 1 | 95 | 2 |  |  | Frequency stabilized laser: vacuum wavelength | Optical beat frequency |  |  | 0 | 0 |  | <masked> |  |  |  | 28878 | PHYSICS | L | EURAMET | Czechia | CMI | Czech Metrology Institute | CMI/4 |  | Published | 2020-07-30 | 2020-07-30 | 2001-10-21 |  | Laser frequencies | Radiations of the mise en pratique | Laser radiations | Frequency stabilized laser
EURAMET-L-CZ-00000AKC-1 | Laser radiations | 194.37 | 194.523 | THz | 10 | 10 | kHz | Absolute | 194370000000000 | 194523000000000 | Hz | 10000 | 10000 | kHz | 95 | 2 |  |  | Frequency stabilized laser: absolute frequency | Optical beat frequency |  |  | 0 | 0 |  | <masked> |  |  |  | 13692 | PHYSICS | L | EURAMET | Czechia | CMI | Czech Metrology Institute | CMI/72 |  | Published | 2009-01-30 | 2009-01-30 | 2009-01-30 |  | Laser frequencies | Radiations of the mise en pratique | Laser radiations | Frequency stabilized laser
EURAMET-L-CZ-00000AKB-1 | Laser radiations | 1541.167 | 1542.383 | nm | 80 | 80 | am | Absolute | 1.5412e-06 | 1.5424e-06 | m | 8e-17 | 8e-17 | m | 95 | 2 |  |  | Frequency stabilized laser: vacuum wavelength | Optical beat frequency |  |  | 0 | 0 |  | <masked> |  |  |  | 13691 | PHYSICS | L | EURAMET | Czechia | CMI | Czech Metrology Institute | CMI/72 |  | Published | 2009-01-30 | 2009-01-30 | 2009-01-30 |  | Laser frequencies | Radiations of the mise en pratique | Laser radiations | Frequency stabilized laser
EURAMET-L-CZ-00000AKA-1 | Laser radiations | 563 | 563 | THz | 2.3 | 2.3 | kHz | Absolute | 563000000000000 | 563000000000000 | Hz | 2300 | 2300 | kHz | 95 | 2 |  |  | Frequency stabilized laser: absolute frequency | Optical beat frequency |  |  | 0 | 0 |  | <masked> |  |  |  | 13690 | PHYSICS | L | EURAMET | Czechia | CMI | Czech Metrology Institute | CMI/64 |  | Published | 2005-03-22 | 2005-03-22 | 2005-03-22 |  | Laser frequencies | Radiations of the mise en pratique | Laser radiations | Frequency stabilized laser
EURAMET-L-CZ-00000AK9-1 | Laser radiations | 532 | 532 | nm | 2 | 2 | am | Absolute | 5.32e-07 | 5.32e-07 | m | 2e-18 | 2e-18 | m | 95 | 2 |  |  | Frequency stabilized laser: vacuum wavelength | Optical beat frequency |  |  | 0 | 0 |  | <masked> |  |  |  | 13689 | PHYSICS | L | EURAMET | Czechia | CMI | Czech Metrology Institute | CMI/64 |  | Published | 2005-03-22 | 2005-03-22 | 2005-03-22 |  | Laser frequencies | Radiations of the mise en pratique | Laser radiations | Frequency stabilized laser
EURAMET-L-CZ-00000AK8-1 | Laser radiations | 551 | 551 | THz | 5.5 | 5.5 | kHz | Absolute | 551000000000000 | 551000000000000 | Hz | 5500 | 5500 | kHz | 95 | 2 |  |  | Frequency stabilized laser: absolute frequency | Optical beat frequency |  |  | 0 | 0 |  | <masked> |  |  |  | 13688 | PHYSICS | L | EURAMET | Czechia | CMI | Czech Metrology Institute | CMI/3 |  | Published | 2005-03-22 | 2005-03-22 | 2005-03-22 |  | Laser frequencies | Radiations of the mise en pratique | Laser radiations | Frequency stabilized laser
EURAMET-L-CZ-00000AK7-1 | Laser radiations | 543 | 543 | nm | 5.4 | 5.4 | am | Absolute | 5.43e-07 | 5.43e-07 | m | 5.4e-18 | 5.4e-18 | m | 95 | 2 |  |  | Frequency stabilized laser: vacuum wavelength | Optical beat frequency |  |  | 0 | 0 |  | <masked> |  |  |  | 13687 | PHYSICS | L | EURAMET | Czechia | CMI | Czech Metrology Institute | CMI/3 |  | Published | 2005-03-22 | 2005-03-22 | 2005-03-22 |  | Laser frequencies | Radiations of the mise en pratique | Laser radiations | Frequency stabilized laser
EURAMET-L-CZ-00000AK6-1 | Laser radiations | 474 | 474 | THz | 5 | 5 | kHz | Absolute | 474000000000000 | 474000000000000 | Hz | 5000 | 5000 | kHz | 95 | 2 |  |  | Frequency stabilized laser: absolute frequency | Optical beat frequency |  |  | 0 | 0 |  | <masked> |  |  |  | 13686 | PHYSICS | L | EURAMET | Czechia | CMI | Czech Metrology Institute | CMI/1 |  | Published | 2011-08-03 | 2011-08-03 | 2011-08-03 |  | Laser frequencies | Radiations of the mise en pratique | Laser radiations | Frequency stabilized laser
EURAMET-L-CZ-00000AK5-2 | Laser radiations | 633 | 633 | nm | 6.7 | 6.7 | am | Absolute | 6.33e-07 | 6.33e-07 | m | 6.7e-18 | 6.7e-18 | m | 95 | 2 |  |  | Frequency stabilized laser: vacuum wavelength | Optical beat frequency |  |  | 0 | 0 |  | <masked> |  |  |  | 13685 | PHYSICS | L | EURAMET | Czechia | CMI | Czech Metrology Institute | CMI/1 |  | Published | 2019-10-29 | 2019-10-29 | 2011-08-03 |  | Laser frequencies | Radiations of the mise en pratique | Laser radiations | Frequency stabilized laser
EURAMET-L-CH-00000AIO-2 | Laser radiations | 633 | 633 | nm | 1e-09 | 1e-09 | (dimensionless) | Relative | 6.33e-07 | 6.33e-07 | m | 6.33e-16 | 6.33e-16 | dimension 1 | 95 | 2 |  |  | Frequency stabilized laser: vacuum wavelength | Optical beat frequency |  |  | 0 | 0 |  | <masked> |  |  |  | 28812 | PHYSICS | L | EURAMET | Switzerland | METAS | Federal Institute of Metrology | METAS/2 |  | Published | 2020-07-30 | 2020-07-30 | 2001-10-21 |  | Laser frequencies | Radiations of the mise en pratique | Laser radiations | Frequency stabilized laser
EURAMET-L-CH-00000AHY-1 | Laser radiations | 474 | 474 | THz | 24 | 24 | kHz | Absolute | 474000000000000 | 474000000000000 | Hz | 24000 | 24000 | kHz | 95 | 2 |  |  | Frequency stabilized laser: absolute frequency | Optical beat frequency |  |  | 0 | 0 |  | <masked> |  |  |  | 13606 | PHYSICS | L | EURAMET | Switzerland | METAS | Federal Institute of Metrology | METAS/1 |  | Published | 2001-10-21 | 2001-10-21 | 2001-10-21 |  | Laser frequencies | Radiations of the mise en pratique | Laser radiations | Frequency stabilized laser
EURAMET-L-CH-00000AHX-2 | Laser radiations | 633 | 633 | nm | 0.04 | 0.04 | fm | Absolute | 6.33e-07 | 6.33e-07 | m | 4e-17 | 4e-17 | m | 95 | 2 |  |  | Frequency stabilized laser: vacuum wavelength | Optical beat frequency |  |  | 0 | 0 |  | <masked> |  |  |  | 28804 | PHYSICS | L | EURAMET | Switzerland | METAS | Federal Institute of Metrology | METAS/1 |  | Published | 2020-07-30 | 2020-07-30 | 2001-10-21 |  | Laser frequencies | Radiations of the mise en pratique | Laser radiations | Frequency stabilized laser
EURAMET-L-BG-00000DJ2-2 | Laser radiations | 633 | 633 | nm | 1e-09 | 1e-09 | (dimensionless) | Relative | 6.33e-07 | 6.33e-07 | m | 6.33e-16 | 6.33e-16 | dimension 1 | 95 | 2 |  |  | Frequency stabilized laser: vacuum wavelength | Optical beat frequency |  |  | 0 | 0 |  | <masked> |  |  |  | 28796 | PHYSICS | L | EURAMET | Bulgaria | BIM | Bulgarian Institute of Metrology | 2 |  | Published | 2020-07-30 | 2020-07-30 | 2005-03-22 |  | Laser frequencies | Radiations of the mise en pratique | Laser radiations | Frequency stabilized laser
EURAMET-L-BG-00000DJ1-1 | Laser radiations | 474 | 474 | THz | 34 | 34 | kHz | Absolute | 474000000000000 | 474000000000000 | Hz | 34000 | 34000 | kHz | 95 | 2 |  |  | Frequency stabilized laser: absolute frequency | Optical beat frequency |  |  | 0 | 0 |  | <masked> |  |  |  | 17533 | PHYSICS | L | EURAMET | Bulgaria | BIM | Bulgarian Institute of Metrology | 1 |  | Published | 2005-03-22 | 2005-03-22 | 2005-03-22 |  | Laser frequencies | Radiations of the mise en pratique | Laser radiations | Frequency stabilized laser
EURAMET-L-BG-00000DJ0-2 | Laser radiations | 633 | 633 | nm | 0.05 | 0.05 | fm | Absolute | 6.33e-07 | 6.33e-07 | m | 5e-17 | 5e-17 | m | 95 | 2 |  |  | Frequency stabilized laser: vacuum wavelength | Optical beat frequency |  |  | 0 | 0 |  | <masked> |  |  |  | 17532 | PHYSICS | L | EURAMET | Bulgaria | BIM | Bulgarian Institute of Metrology | 1 |  | Published | 2019-10-29 | 2019-10-29 | 2005-03-22 |  | Laser frequencies | Radiations of the mise en pratique | Laser radiations | Frequency stabilized laser
EURAMET-L-BE-00000D1L-1 | Laser radiations | 633 | 633 | nm | 0.15 | 0.15 | fm | Absolute | 6.33e-07 | 6.33e-07 | m | 1.5e-16 | 1.5e-16 | m | 95 | 2 |  |  | Frequency stabilized laser: vacuum wavelength | Optical beat frequency |  |  | 0 | 0 |  | <masked> |  |  |  | 16905 | PHYSICS | L | EURAMET | Belgium | SMD | Service de la Métrologie Belge | 2.2.2.2 |  | Published | 2001-10-21 | 2001-10-21 | 2001-10-21 |  | Laser frequencies | Radiations of the mise en pratique | Laser radiations | Frequency stabilized laser
EURAMET-L-BE-00000D1K-1 | Laser radiations | 474 | 474 | THz | 24 | 24 | kHz | Absolute | 474000000000000 | 474000000000000 | Hz | 24000 | 24000 | kHz | 95 | 2 |  |  | Frequency stabilized laser: absolute frequency | Optical beat frequency |  |  | 0 | 0 |  | <masked> |  |  |  | 16904 | PHYSICS | L | EURAMET | Belgium | SMD | Service de la Métrologie Belge | 2.1.1.1 |  | Published | 2001-10-21 | 2001-10-21 | 2001-10-21 |  | Laser frequencies | Radiations of the mise en pratique | Laser radiations | Frequency stabilized laser
EURAMET-L-BE-00000D1J-1 | Laser radiations | 633 | 633 | nm | 0.04 | 0.04 | fm | Absolute | 6.33e-07 | 6.33e-07 | m | 4e-17 | 4e-17 | m | 95 | 2 |  |  | Frequency stabilized laser: vacuum wavelength | Optical beat frequency |  |  | 0 | 0 |  | <masked> |  |  |  | 16903 | PHYSICS | L | EURAMET | Belgium | SMD | Service de la Métrologie Belge | 2.1.1.1 |  | Published | 2017-10-10 | 2017-10-10 | 2017-10-10 |  | Laser frequencies | Radiations of the mise en pratique | Laser radiations | Frequency stabilized laser
EURAMET-L-AT-00000GEC-2 | Laser radiations | 520 | 1150 | nm | 1.5e-13 | 1.5e-13 | (dimensionless) | Relative | 5.2e-07 | 1.15e-06 | m | 7.8e-20 | 1.725e-19 | dimension 1 | 95 | 2 |  |  | Frequency stabilized laser: vacuum wavelength | Optical femtosecond comb generator |  |  | 0 | 0 |  | <masked> |  |  |  | 28768 | PHYSICS | L | EURAMET | Austria | BEV | Bundesamt für Eich- und Vermessungswesen | BEV/30 |  | Published | 2020-07-30 | 2020-07-30 | 2010-04-01 |  | Laser frequencies | Radiations of the mise en pratique | Laser radiations | Frequency stabilized laser
EURAMET-L-AT-00000GEB-2 | Laser radiations | 261 | 577 | THz | 1.5e-13 | 1.5e-13 | (dimensionless) | Relative | 261000000000000 | 577000000000000 | Hz | 39.15 | 86.55 | dimension 1 | 95 | 2 |  |  | Stabilized laser of the mise en pratique: absolute frequency | Optical femtosecond comb generator |  |  | 0 | 0 |  | <masked> |  |  |  | 28767 | PHYSICS | L | EURAMET | Austria | BEV | Bundesamt für Eich- und Vermessungswesen | BEV/30 |  | Published | 2020-07-30 | 2020-07-30 | 2010-04-01 |  | Laser frequencies | Radiations of the mise en pratique | Laser radiations | Frequency stabilized laser
EURAMET-L-AT-00000GEA-2 | Laser radiations | 633 | 633 | nm | 1e-09 | 1e-09 | (dimensionless) | Relative | 6.33e-07 | 6.33e-07 | m | 6.33e-16 | 6.33e-16 | dimension 1 | 95 | 2 |  |  | Frequency stabilized laser: absolute frequency | Optical beat frequency |  |  | 0 | 0 |  | <masked> |  |  |  | 28760 | PHYSICS | L | EURAMET | Austria | BEV | Bundesamt für Eich- und Vermessungswesen | BEV/2 |  | Published | 2020-07-30 | 2020-07-30 | 2001-10-21 |  | Laser frequencies | Radiations of the mise en pratique | Laser radiations | Frequency stabilized laser
EURAMET-L-AT-00000GDN-2 | Laser radiations | 474 | 474 | THz | 24 | 24 | kHz | Absolute | 474000000000000 | 474000000000000 | Hz | 24000 | 24000 | Hz | 95 | 2 |  |  | Frequency stabilized laser: absolute frequency | Optical beat frequency |  |  | 0 | 0 |  | <masked> |  |  |  | 28749 | PHYSICS | L | EURAMET | Austria | BEV | Bundesamt für Eich- und Vermessungswesen | BEV/1 |  | Published | 2020-07-30 | 2020-07-30 | 2001-10-21 |  | Laser frequencies | Radiations of the mise en pratique | Laser radiations | Frequency stabilized laser
EURAMET-L-AT-00000GDM-2 | Laser radiations | 633 | 633 | nm | 0.04 | 0.04 | fm | Absolute | 6.33e-07 | 6.33e-07 | m | 4e-17 | 4e-17 | m | 95 | 2 |  |  | Frequency stabilized laser: vacuum wavelength | Optical beat frequency |  |  | 0 | 0 |  | <masked> |  |  |  | 28748 | PHYSICS | L | EURAMET | Austria | BEV | Bundesamt für Eich- und Vermessungswesen | BEV/1 |  | Published | 2020-07-30 | 2020-07-30 | 2001-10-21 |  | Laser frequencies | Radiations of the mise en pratique | Laser radiations | Frequency stabilized laser
COOMET-L-RU-00000AF1-1 | Laser radiations | 633 | 633 | nm | 15 | 15 | kHz | Absolute | 6.33e-07 | 6.33e-07 | m | 15000 | 15000 | kHz | 95 | 2 |  |  | Frequency stabilized laser: absolute frequency | He-Ne/I2 laser | Temperature:20 °C ± 5 °C |  | 0 | 0 |  | <masked> |  |  |  | 13501 | PHYSICS | L | COOMET | Russian Federation | VNIIM | D.I. Mendeleyev Institute for Metrology, Rosstandart | VNIIM/1 |  | Published | 2001-10-21 | 2001-10-21 | 2001-10-21 |  | Laser frequencies | Radiations of the mise en pratique | Laser radiations | Frequency stabilized laser
COOMET-L-KZ-00000AF0-1 | Laser radiations | 633 | 633 | nm | 1e-09 | 1e-09 | (dimensionless) | Relative | 6.33e-07 | 6.33e-07 | m | 6.33e-16 | 6.33e-16 | m | 95 | 2 |  |  | Frequency stabilized laser: vacuum wavelength | Optical beat frequency |  |  | 0 | 0 |  | <masked> |  |  |  | 13500 | PHYSICS | L | COOMET | Kazakhstan | KazStandard | Kazakhstan Institute of Standardization and Metrology |  |  | Published | 2012-11-14 | 2012-11-14 | 2012-11-14 |  | Laser frequencies | Radiations of the mise en pratique | Laser radiations | Frequency stabilized laser
COOMET-L-KZ-00000AEZ-1 | Laser radiations | 474 | 474 | THz | 24 | 24 | kHz | Absolute | 474000000000000 | 474000000000000 | Hz | 24000 | 24000 | kHz | 95 | 2 |  |  | Frequency stabilized laser: absolute frequency | Optical beat frequency |  |  | 0 | 0 |  | <masked> |  |  |  | 13499 | PHYSICS | L | COOMET | Kazakhstan | KazStandard | Kazakhstan Institute of Standardization and Metrology |  |  | Published | 2012-11-14 | 2012-11-14 | 2012-11-14 |  | Laser frequencies | Radiations of the mise en pratique | Laser radiations | Frequency stabilized laser
COOMET-L-KZ-00000AEY-1 | Laser radiations | 633 | 633 | nm | 0.04 | 0.04 | fm | Absolute | 6.33e-07 | 6.33e-07 | m | 4e-17 | 4e-17 | m | 95 | 2 |  |  | Frequency stabilized laser: vacuum wavelength | Optical beat frequency |  |  | 0 | 0 |  | <masked> |  |  |  | 13498 | PHYSICS | L | COOMET | Kazakhstan | KazStandard | Kazakhstan Institute of Standardization and Metrology |  |  | Published | 2012-11-14 | 2012-11-14 | 2012-11-14 |  | Laser frequencies | Radiations of the mise en pratique | Laser radiations | Frequency stabilized laser
COOMET-L-BY-00000AEU-1 | Laser radiations | 633 | 633 | nm | 1e-09 | 1e-09 | (dimensionless) | Relative | 6.33e-07 | 6.33e-07 | m | 6.33e-16 | 6.33e-16 | m | 95 | 2 |  |  | Frequency stabilized laser: vacuum wavelength | Optical beat frequency | Temperature:(20 ± 5) °C |  | 0 | 0 |  | <masked> |  |  |  | 13494 | PHYSICS | L | COOMET | Belarus | BelGIM | Belarussian State Institute for Metrology | BelGIM/L.1.1.2 |  | Published | 2015-12-11 | 2015-12-11 | 2015-12-11 |  | Laser frequencies | Radiations of the mise en pratique | Laser radiations | Frequency stabilized laser
COOMET-L-BY-00000AEF-1 | Laser radiations | 474 | 474 | THz | 24 | 24 | kHz | Absolute | 474000000000000 | 474000000000000 | Hz | 24000 | 24000 | kHz | 95 | 2 |  |  | Frequency stabilized laser: absolute frequency | He-Ne/I2 laser, optical beat frequency | Temperature:(20 ± 5) °C |  | 0 | 0 |  | <masked> |  |  |  | 13479 | PHYSICS | L | COOMET | Belarus | BelGIM | Belarussian State Institute for Metrology | BelGIM/L.1.1.1 |  | Published | 2015-12-11 | 2015-12-11 | 2015-12-11 |  | Laser frequencies | Radiations of the mise en pratique | Laser radiations | Frequency stabilized laser
APMP-L-TW-00000A9J-1 | Laser radiations | 633 | 633 | nm | 0.03 | 0.03 | fm | Absolute | 6.33e-07 | 6.33e-07 | m | 3e-17 | 3e-17 | m | 95 | 2 |  |  | Frequency stabilized laser | Optical beat frequency |  |  | 0 | 0 |  | <masked> |  |  |  | 13303 | PHYSICS | L | APMP | Chinese Taipei | CMS (became CMS/ITRI) | ITRI Center for Measurement Standards (became Industrial Technology Research Institute/Center for Measurement Standards) | CMS/D16 |  | Published | 2015-08-11 | 2015-08-11 | 2015-08-11 |  | Laser frequencies | Radiations of the mise en pratique | Laser radiations | Frequency stabilized laser
APMP-L-TW-00000A9B-1 | Laser radiations | 633 | 633 | nm | 0.002 | 0.002 | fm | Absolute | 6.33e-07 | 6.33e-07 | m | 2e-18 | 2e-18 | m | 95 | 1.96 |  |  | Frequency stabilized laser | Fiber laser comb |  |  | 0 | 0 |  | <masked> |  |  |  | 13295 | PHYSICS | L | APMP | Chinese Taipei | CMS (became CMS/ITRI) | ITRI Center for Measurement Standards (became Industrial Technology Research Institute/Center for Measurement Standards) | CMS/D16 |  | Published | 2015-08-11 | 2015-08-11 | 2015-08-11 |  | Laser frequencies | Radiations of the mise en pratique | Laser radiations | Frequency stabilized laser
APMP-L-TH-00000D4P-1 | Laser radiations | 633 | 633 | nm | 1e-09 | 1e-09 | (dimensionless) | Relative | 6.33e-07 | 6.33e-07 | m | 6.33e-16 | 6.33e-16 | m | 95 | 2 |  |  | Frequency stabilized laser | Optical beat frequency |  |  | 0 | 0 |  | <masked> |  |  |  | 17017 | PHYSICS | L | APMP | Thailand | NIMT | National Institute of Metrology (Thailand) | NIMT/08010-10201 |  | Published | 2010-04-28 | 2010-04-28 | 2010-04-28 |  | Laser frequencies | Radiations of the mise en pratique | Laser radiations | Frequency stabilized laser
APMP-L-TH-00000D3R-1 | Laser radiations | 633 | 633 | nm | 24 | 24 | kHz | Absolute | 6.33e-07 | 6.33e-07 | m | 24000 | 24000 | kHz | 95 | 2 |  |  | Frequency stabilized laser | Optical beat frequency |  |  | 0 | 0 |  | <masked> |  |  |  | 16983 | PHYSICS | L | APMP | Thailand | NIMT | National Institute of Metrology (Thailand) | NIMT/08010-10101 |  | Published | 2010-04-28 | 2010-04-28 | 2010-04-28 |  | Laser frequencies | Radiations of the mise en pratique | Laser radiations | Frequency stabilized laser
APMP-L-SG-00000CVI-2 | Laser radiations | 633 | 633 | nm | 0.5 | 0.5 | MHz | Absolute | 6.33e-07 | 6.33e-07 | m | 500000 | 500000 | m | 95 | 2 |  |  | Frequency stabilized laser | Optical beat frequency |  |  | 0 | 0 |  | <masked> |  |  |  | 36706 | PHYSICS | L | APMP | Singapore | NMC, A*STAR | National Metrology Centre, Agency for Science, Technology and Research | NMC, A*STAR/LS/L/001 |  | Published | 2021-12-13 | 2021-12-13 | 2010-11-04 |  | Laser frequencies | Radiations of the mise en pratique | Laser radiations | Frequency stabilized laser
APMP-L-NZ-00000A5P-2 | Laser radiations | 474 | 474 | THz | 0.2 | 0.2 | MHz | Absolute | 474000000000000 | 474000000000000 | Hz | 200000 | 200000 | Hz | 95 | 2 |  |  | <strong>Frequency stabilized laser</strong> | <strong>Optical beat frequency</strong> |  |  | 0 | 0 |  | <masked> |  |  |  | 35730 | PHYSICS | L | APMP | New Zealand | MSL | Measurement Standards Laboratory | MSL/3 |  | Published | 2021-12-22 | 2021-12-22 | 2010-01-28 |  | Laser frequencies | Radiations of the mise en pratique | Laser radiations | Frequency stabilized laser
APMP-L-NZ-00000A5O-2 | Laser radiations | 633 | 633 | nm | 0.27 | 0.27 | fm | Absolute | 6.33e-07 | 6.33e-07 | m | 2.7e-16 | 2.7e-16 | m | 95 | 2 |  |  | <strong>Frequency stabilized laser</strong> | <strong>Optical beat frequency</strong> |  |  | 0 | 0 |  | <masked> |  |  |  | 35729 | PHYSICS | L | APMP | New Zealand | MSL | Measurement Standards Laboratory | MSL/2 |  | Published | 2021-12-22 | 2021-12-22 | 2010-01-28 |  | Laser frequencies | Radiations of the mise en pratique | Laser radiations | Frequency stabilized laser
APMP-L-NZ-00000A5N-2 | Laser radiations | 633 | 633 | nm | 0.025 | 0.025 | MHz | Absolute | 6.33e-07 | 6.33e-07 | m | 25000 | 25000 | m | 95 | 2 |  |  | <strong>Frequency stabilized laser</strong> | <strong>Optical beat frequency</strong> |  |  | 0 | 0 |  | <masked> |  |  |  | 35728 | PHYSICS | L | APMP | New Zealand | MSL | Measurement Standards Laboratory | MSL/1 |  | Published | 2021-12-22 | 2021-12-22 | 2001-10-21 |  | Laser frequencies | Radiations of the mise en pratique | Laser radiations | Frequency stabilized laser
APMP-L-MY-00000A8K-1 | Laser radiations | 543 | 543 | nm | 0.6 | 0.6 | MHz | Absolute | 5.43e-07 | 5.43e-07 | m | 600000 | 600000 | Hz | 95 | 2 |  |  | Frequency stabilized laser | Optical beat frequency |  |  | 0 | 0 |  | <masked> |  |  |  | 13268 | PHYSICS | L | APMP | Malaysia | NMIM | National Metrology Institute of Malaysia | NMIM/4 |  | Published | 2001-10-21 | 2001-10-21 | 2001-10-21 |  | Laser frequencies | Radiations of the mise en pratique | Laser radiations | Frequency stabilized laser
APMP-L-MY-00000A8J-1 | Laser radiations | 633 | 633 | nm | 0.6 | 0.6 | MHz | Absolute | 6.33e-07 | 6.33e-07 | m | 600000 | 600000 | Hz | 95 | 2 |  |  | Frequency stabilized laser | Optical beat frequency |  |  | 0 | 0 |  | <masked> |  |  |  | 13267 | PHYSICS | L | APMP | Malaysia | NMIM | National Metrology Institute of Malaysia | NMIM/3 |  | Published | 2001-10-21 | 2001-10-21 | 2001-10-21 |  | Laser frequencies | Radiations of the mise en pratique | Laser radiations | Frequency stabilized laser
APMP-L-MY-00000A8H-1 | Laser radiations | 543 | 543 | nm | 0.3 | 0.3 | MHz | Absolute | 5.43e-07 | 5.43e-07 | m | 300000 | 300000 | Hz | 95 | 2 |  |  | Frequency stabilized laser | Optical beat frequency |  |  | 0 | 0 |  | <masked> |  |  |  | 13265 | PHYSICS | L | APMP | Malaysia | NMIM | National Metrology Institute of Malaysia | NMIM/2 |  | Published | 2001-10-21 | 2001-10-21 | 2001-10-21 |  | Laser frequencies | Radiations of the mise en pratique | Laser radiations | Frequency stabilized laser
APMP-L-MY-00000A8G-1 | Laser radiations | 633 | 633 | nm | 0.024 | 0.024 | MHz | Absolute | 6.33e-07 | 6.33e-07 | m | 24000 | 24000 | Hz | 95 | 2 |  |  | Frequency stabilized laser | Optical beat frequency |  |  | 0 | 0 |  | <masked> |  |  |  | 13264 | PHYSICS | L | APMP | Malaysia | NMIM | National Metrology Institute of Malaysia | NMIM/1 |  | Published | 2001-10-21 | 2001-10-21 | 2001-10-21 |  | Laser frequencies | Radiations of the mise en pratique | Laser radiations | Frequency stabilized laser
APMP-L-KR-00000DE3-2 | Laser radiations | 194 | 194 | THz | 4.2 | 4.2 | kHz | Absolute | 194000000000000 | 194000000000000 | Hz | 4200 | 4200 | Hz | 95 | 2 |  |  | Frequency stabilized laser: optical frequency | Optical beat frequency | Temperature:22 &deg;C to 24 &deg;C |  | 0 | 0 |  | <masked> | - |  |  | 41395 | PHYSICS | L | APMP | Korea, Republic of | KRISS | Korea Research Institute of Standards and Science | C10101-00 |  | Published | 2024-05-14 | 2024-05-14 | 2013-10-30 |  | Laser frequencies | Radiations of the mise en pratique | Laser radiations | Frequency stabilized laser
APMP-L-KR-00000DE2-3 | Laser radiations | 474 | 474 | THz | 2.2 | 2.2 | kHz | Absolute | 474000000000000 | 474000000000000 | Hz | 2200 | 2200 | Hz | 95 | 2 |  |  | Frequency stabilized laser: optical frequency | Optical beat frequency | Temperature:22 &deg;C to 24 &deg;C |  | 0 | 0 |  | <masked> | - |  |  | 41394 | PHYSICS | L | APMP | Korea, Republic of | KRISS | Korea Research Institute of Standards and Science | C10101-00 |  | Published | 2024-05-14 | 2024-05-14 | 2013-10-30 |  | Laser frequencies | Radiations of the mise en pratique | Laser radiations | Frequency stabilized laser
APMP-L-KR-00000DD3-2 | Laser radiations | 194 | 194 | THz | 20 | 20 | kHz | Absolute | 194000000000000 | 194000000000000 | Hz | 20000 | 20000 | Hz | 95 | 2 |  |  | Frequency stabilized laser: optical frequency | Optical beat frequency | Temperature:19 &deg;C to 21 &deg;C |  | 0 | 0 |  | <masked> | - |  |  | 41356 | PHYSICS | L | APMP | Korea, Republic of | KRISS | Korea Research Institute of Standards and Science | C10101-00 |  | Published | 2023-11-08 | 2023-11-08 | 2013-10-30 |  | Laser frequencies | Radiations of the mise en pratique | Laser radiations | Frequency stabilized laser
APMP-L-KR-00000DD2-2 | Laser radiations | 1542 | 1542 | nm | 0.15 | 0.15 | fm | Absolute | 1.542e-06 | 1.542e-06 | m | 1.5e-16 | 1.5e-16 | m | 95 | 2 |  |  | Frequency stabilized laser: vacuum wavelength | Optical beat frequency | Temperature:19 &deg;C to 21 &deg;C |  | 0 | 0 |  | <masked> | - |  |  | 41355 | PHYSICS | L | APMP | Korea, Republic of | KRISS | Korea Research Institute of Standards and Science | C10101-00 |  | Published | 2023-11-08 | 2023-11-08 | 2013-10-30 |  | Laser frequencies | Radiations of the mise en pratique | Laser radiations | Frequency stabilized laser
APMP-L-KR-00000DD1-4 | Laser radiations | 474 | 474 | THz | 20 | 20 | kHz | Absolute | 474000000000000 | 474000000000000 | Hz | 20000 | 20000 | Hz | 95 | 2 |  |  | Frequency stabilized laser: optical frequency | Optical beat frequency | Temperature:19 &deg;C to 21 &deg;C |  | 0 | 0 |  | <masked> | - |  |  | 41354 | PHYSICS | L | APMP | Korea, Republic of | KRISS | Korea Research Institute of Standards and Science | C10101-00 |  | Published | 2023-11-08 | 2023-11-08 | 2013-10-30 |  | Laser frequencies | Radiations of the mise en pratique | Laser radiations | Frequency stabilized laser
APMP-L-KR-00000DD0-4 | Laser radiations | 633 | 633 | nm | 0.027 | 0.027 | fm | Absolute | 6.33e-07 | 6.33e-07 | m | 2.7e-17 | 2.7e-17 | m | 95 | 2 |  |  | Frequency stabilized laser: vacuum wavelength | Optical beat frequency | Temperature:19 &deg;C to 21 &deg;C |  | 0 | 0 |  | <masked> | - |  |  | 41353 | PHYSICS | L | APMP | Korea, Republic of | KRISS | Korea Research Institute of Standards and Science | C10101-00 |  | Published | 2023-11-08 | 2023-11-08 | 2013-10-30 |  | Laser frequencies | Radiations of the mise en pratique | Laser radiations | Frequency stabilized laser
APMP-L-JP-00000CUT-2 | Laser radiations | 178 | 600 | THz | 1.4e-13 | 1.4e-13 | (dimensionless) | Relative | 178000000000000 | 600000000000000 | Hz | 24.92 | 84 | Hz | 95 | 2 |  |  | Frequency stabilized laser | Optical beat frequency |  |  | 0 | 0 |  | <masked> | NMIJ |  |  | 25289 | PHYSICS | L | APMP | Japan | NMIJ AIST | National Metrology Institute of Japan |  |  | Published | 2020-07-22 | 2020-07-22 | 2020-07-16 |  | Laser frequencies | Radiations of the mise en pratique | Laser radiations | Frequency stabilized laser
APMP-L-JP-00000CUS-2 | Laser radiations | 500 | 1684 | nm | 1.4e-13 | 1.4e-13 | (dimensionless) | Relative | 5e-07 | 1.684e-06 | m | 7e-20 | 2.3576e-19 | m | 95 | 2 |  |  | Frequency stabilized laser | Optical beat frequency |  |  | 0 | 0 |  | <masked> | NMIJ |  |  | 25287 | PHYSICS | L | APMP | Japan | NMIJ AIST | National Metrology Institute of Japan |  |  | Published | 2020-07-22 | 2020-07-22 | 2020-07-16 |  | Laser frequencies | Radiations of the mise en pratique | Laser radiations | Frequency stabilized laser
APMP-L-HK-00000A5M-2 | Laser radiations | 633 | 633 | nm | 1e-09 | 1e-09 | (dimensionless) | Relative | 6.33e-07 | 6.33e-07 | m | 6.33e-16 | 6.33e-16 | m | 95 | 2 | 1.00E-09 |  | Frequency stabilized laser | Optical beat frequency |  |  | 0 | 0 |  | <masked> |  |  |  | 35841 | PHYSICS | L | APMP | Hong Kong, China | SCL | Standards and Calibration Laboratory | SCL/1.1.2-01 |  | Published | 2021-11-26 | 2021-11-26 | 2013-10-30 |  | Laser frequencies | Radiations of the mise en pratique | Laser radiations | Frequency stabilized laser
APMP-L-HK-00000A58-2 | Laser radiations | 633 | 633 | nm | 25 | 25 | kHz | Absolute | 6.33e-07 | 6.33e-07 | m | 25000 | 25000 | m | 95 | 2 | 25 kHz |  | Frequency stabilized laser | Optical beat frequency |  |  | 0 | 0 |  | <masked> |  |  |  | 35842 | PHYSICS | L | APMP | Hong Kong, China | SCL | Standards and Calibration Laboratory | SCL/1.1.1-01 |  | Published | 2021-11-26 | 2021-11-26 | 2013-10-30 |  | Laser frequencies | Radiations of the mise en pratique | Laser radiations | Frequency stabilized laser
APMP-L-CN-00000PUS-1 | Laser radiations | 1270 | 1650 | nm | 400 | 400 | fm | Absolute | 1.27e-06 | 1.65e-06 | m | 4e-13 | 4e-13 | m | 95 | 2 |  |  | Frequency stabilized laser: vacuum wavelength | Wavelength meter |  |  | 0 | 0 |  | <masked> | NIM |  |  | 42970 | PHYSICS | L | APMP | China | NIM | National Institute of Metrology | NIM-CD-1.1.1J |  | Published | 2025-05-06 | 2025-05-06 | 2025-05-01 |  | Laser frequencies | Radiations of the mise en pratique | Laser radiations | Frequency stabilized laser
APMP-L-CN-00000PUR-1 | Laser radiations | 330 | 1180 | nm | 12 | 12 | fm | Absolute | 3.3e-07 | 1.18e-06 | m | 1.2e-14 | 1.2e-14 | m | 95 | 2 |  |  | Frequency stabilized laser: vacuum wavelength | Wavelength meter |  |  | 0 | 0 |  | <masked> | NIM |  |  | 42969 | PHYSICS | L | APMP | China | NIM | National Institute of Metrology | NIM-CD-1.1.1I |  | Published | 2025-05-06 | 2025-05-06 | 2025-05-01 |  | Laser frequencies | Radiations of the mise en pratique | Laser radiations | Frequency stabilized laser
APMP-L-CN-00000PUQ-1 | Laser radiations | 127 | 566 | THz | 3.2e-12 | 3.2e-12 | (dimensionless) | Relative | 127000000000000 | 566000000000000 | Hz | 406.4 | 1811.2 | Hz | 95 | 2 |  |  | Frequency stabilized laser: absolute frequency | Optical beat frequency |  |  | 0 | 0 |  | <masked> | NIM |  |  | 42968 | PHYSICS | L | APMP | China | NIM | National Institute of Metrology | NIM-CD-1.1.1H |  | Published | 2025-05-06 | 2025-05-06 | 2025-05-01 |  | Laser frequencies | Radiations of the mise en pratique | Laser radiations | Frequency stabilized laser
APMP-L-CN-00000PUP-1 | Laser radiations | 530 | 2350 | nm | 3.2e-12 | 3.2e-12 | (dimensionless) | Relative | 5.3e-07 | 2.35e-06 | m | 1.696e-18 | 7.52e-18 | m | 95 | 2 |  |  | Frequency stabilized laser: vacuum wavelength | Optical beat frequency |  |  | 0 | 0 |  | <masked> | NIM |  |  | 42967 | PHYSICS | L | APMP | China | NIM | National Institute of Metrology | NIM-CD-1.1.1G |  | Published | 2025-03-28 | 2025-03-28 | 2025-03-27 |  | Laser frequencies | Radiations of the mise en pratique | Laser radiations | Frequency stabilized laser
APMP-L-CN-00000MTB-3 | Laser radiations | 190 | 195 | THz | 3.2e-12 | 3.2e-12 | (dimensionless) | Relative | 190000000000000 | 195000000000000 | Hz | 608 | 624 | Hz | 95 | 2 |  |  | <strong>Frequency stabilized laser: absolute frequency</strong> | <strong>Optical beat frequency</strong> |  |  | 0 | 0 |  | <masked> | NIM |  |  | 42717 | PHYSICS | L | APMP | China | NIM | National Institute of Metrology | NIM-NM-1.1.1F |  | Published | 2024-04-19 | 2024-04-19 | 2020-04-22 |  | Laser frequencies | Radiations of the mise en pratique | Laser radiations | Frequency stabilized laser
APMP-L-CN-00000MTA-3 | Laser radiations | 1540 | 1580 | nm | 3.2e-12 | 3.2e-12 | (dimensionless) | Relative | 1.54e-06 | 1.58e-06 | m | 4.928e-18 | 5.056e-18 | m | 95 | 2 |  |  | <strong>Frequency stabilized laser: vacuum wavelength</strong> | <strong>Optical beat frequency</strong> |  |  | 0 | 0 |  | <masked> | NIM |  |  | 42716 | PHYSICS | L | APMP | China | NIM | National Institute of Metrology | NIM-NM-1.1.1E |  | Published | 2024-05-15 | 2024-05-15 | 2020-04-22 |  | Laser frequencies | Radiations of the mise en pratique | Laser radiations | Frequency stabilized laser
APMP-L-CN-00000MT9-3 | Laser radiations | 472 | 474 | THz | 3.2e-12 | 3.2e-12 | (dimensionless) | Relative | 472000000000000 | 474000000000000 | Hz | 1510.4 | 1516.8 | Hz | 95 | 2 |  |  | <strong>Frequency stabilized laser: absolute frequency</strong> | <strong>Optical beat frequency</strong> |  |  | 0 | 0 |  | <masked> | NIM |  |  | 42715 | PHYSICS | L | APMP | China | NIM | National Institute of Metrology | NIM-NM-1.1.1D |  | Published | 2024-05-15 | 2024-05-15 | 2020-04-22 |  | Laser frequencies | Radiations of the mise en pratique | Laser radiations | Frequency stabilized laser
APMP-L-CN-00000MT8-3 | Laser radiations | 632 | 635 | nm | 3.2e-12 | 3.2e-12 | (dimensionless) | Relative | 6.32e-07 | 6.35e-07 | m | 2.0224e-18 | 2.032e-18 | m | 95 | 2 |  |  | <strong>Frequency stabilized laser: vacuum wavelength</strong> | <strong>Optical beat frequency</strong> |  |  | 0 | 0 |  | <masked> | NIM |  |  | 42714 | PHYSICS | L | APMP | China | NIM | National Institute of Metrology | NIM-NM-1.1.1C |  | Published | 2024-05-15 | 2024-05-15 | 2020-04-22 |  | Laser frequencies | Radiations of the mise en pratique | Laser radiations | Frequency stabilized laser
APMP-L-CN-00000A8F-5 | Laser radiations | 543 | 543 | nm | 5e-10 | 5e-10 | (dimensionless) | Relative | 5.43e-07 | 5.43e-07 | m | 2.715e-16 | 2.715e-16 | m | 95 | 2 |  |  | <strong>Frequency stabilized laser</strong> | <strong>He-Ne/I2 laser, optical beat frequency</strong> |  |  | 0 | 0 |  | <masked> | NIM |  |  | 42713 | PHYSICS | L | APMP | China | NIM | National Institute of Metrology | NIM-NM-1.1.1B |  | Published | 2024-05-15 | 2024-05-15 | 2020-04-22 |  | Laser frequencies | Radiations of the mise en pratique | Laser radiations | Frequency stabilized laser
APMP-L-CN-00000A7Q-4 | Laser radiations | 633 | 633 | nm | 24 | 24 | kHz | Absolute | 6.33e-07 | 6.33e-07 | m | 24000 | 24000 | m | 95 | 2 |  |  | <strong>Frequency stabilized laser</strong> | <strong>Optical beat frequency</strong> |  |  | 0 | 0 |  | <masked> | NIM |  |  | 42712 | PHYSICS | L | APMP | China | NIM | National Institute of Metrology | NIM-NM-1.1.1A |  | Published | 2024-05-15 | 2024-05-15 | 2020-04-22 |  | Laser frequencies | Radiations of the mise en pratique | Laser radiations | Frequency stabilized laser
AFRIMETS-L-ZA-00000ADK-1 | Laser radiations | 633 | 633 | nm | 10 | 10 | % | Absolute | 6.33e-07 | 6.33e-07 | m | 0.1 | 0.1 | dimension 1 | 95 | 2 |  |  | Frequency stabilized laser: vacuum wavelength | Optical beat frequency |  |  | 0 | 0 |  | <masked> |  |  |  | 13448 | PHYSICS | L | AFRIMETS | South Africa | NMISA | National Metrology Institute of South Africa |  |  | Published | 2014-06-26 | 2014-06-26 | 2014-06-26 |  | Laser frequencies | Radiations of the mise en pratique | Laser radiations | Frequency stabilized laser
AFRIMETS-L-EG-00000LTD-1 | Laser radiations | 1556 | 1556 | nm | 0.04 | 0.04 | fm | Absolute | 1.556e-06 | 1.556e-06 | m | 4e-17 | 4e-17 | m | 95 | 2 |  |  | Frequency Stabilized laser vacuum wavelength | Optical beat frequency |  |  | 0 | 0 |  | <masked> | NIS-Primary level- Optical frequency comb |  |  | 31317 | PHYSICS | L | AFRIMETS | Egypt | NIS | National Institute for Standards | 61.C.003 |  | Published | 2021-01-12 | 2021-01-12 | 2020-12-24 |  | Laser frequencies | Radiations of the mise en pratique | Laser radiations | Frequency stabilized laser
AFRIMETS-L-EG-00000LTC-1 | Laser radiations | 633 | 633 | nm | 0.04 | 0.04 | fm | Absolute | 6.33e-07 | 6.33e-07 | m | 4e-17 | 4e-17 | m | 95 | 2 |  |  | Frequency Stabilized laser vacuum wavelength | Optical beat frequency |  |  | 0 | 0 |  | <masked> | Primary- International comparison |  |  | 31316 | PHYSICS | L | AFRIMETS | Egypt | NIS | National Institute for Standards | 61.C.002 |  | Published | 2021-01-12 | 2021-01-12 | 2020-12-24 |  | Laser frequencies | Radiations of the mise en pratique | Laser radiations | Frequency stabilized laser
AFRIMETS-L-EG-00000K2X-1 | Laser radiations | 600 | 1700 | nm | 3.3e-07 | 3.3e-07 | (dimensionless) | Relative | 6e-07 | 1.7e-06 | m | 1.98e-13 | 5.61e-13 | m | 95 | 2 |  |  | Frequency&nbsp; Stabilized&nbsp; laser&nbsp; vacuum wavelength | Wavemeter |  |  | 0 | 0 |  | <masked> | NIS- Iodine stabilized He-Ne laser, Two-Photon stabilized laser to rubidium |  |  | 26738 | PHYSICS | L | AFRIMETS | Egypt | NIS | National Institute for Standards | 61.C.004 |  | Published | 2021-03-15 | 2021-03-15 | 2021-03-15 | IEC62129-3 (2014) | Laser frequencies | Radiations of the mise en pratique | Laser radiations | Frequency stabilized laser
AFRIMETS-L-EG-00000K2W-1 | Laser radiations | 1500 | 1630 | nm | 2e-11 | 2e-11 | (dimensionless) | Relative | 1.5e-06 | 1.63e-06 | m | 3e-17 | 3.26e-17 | m | 95 | 2 |  |  | Frequency Stabilized&nbsp; laser vacuum wavelength | Absolute frequency measurement with comb&nbsp; |  |  | 0 | 0 |  | <masked> | Primary level (NIS), atomic clock, GPS time base | <br /> O. Terra and H. Hussein, &ldquo;An ultra-stable optical frequency standard for telecommunication purposes based upon the 5S1/2 &rarr; 5D5/2 two-photon transition in Rubidium&rdquo;, Applied Physics B, 122: 27. doi:10.1007/s00340-015-6309-4 (2016).<br /> <br /> O. Terra, &ldquo;Absolute frequency measurement of the hyperfine structure of the 5S1/2 &ndash; 5D3/2 two-photon transition in rubidium using femtosecond frequency comb&rdquo;, Measurement, Volume 144, (2019), Pages 83-87. |  | 26737 | PHYSICS | L | AFRIMETS | Egypt | NIS | National Institute for Standards | 61.C.001 |  | Published | 2021-03-15 | 2021-03-15 | 2021-03-15 |  | Laser frequencies | Radiations of the mise en pratique | Laser radiations | Frequency stabilized laser
AFRIMETS-L-EG-00000K2V-1 | Laser radiations | 184 | 200 | THz | 2e-11 | 2e-11 | (dimensionless) | Relative | 184000000000000 | 200000000000000 | Hz | 3680 | 4000 | Hz | 95 | 2 |  |  | Frequency Stabilized&nbsp; laser&nbsp; Optical Frequency | Absolute frequency measurement with comb&nbsp; |  |  | 0 | 0 |  | <masked> | Primary level (NIS), atomic clock, GPS time base | <br /> O. Terra and H. Hussein, &ldquo;An ultra-stable optical frequency standard for telecommunication purposes based upon the 5S1/2 &rarr; 5D5/2 two-photon transition in Rubidium&rdquo;, Applied Physics B, 122: 27. doi:10.1007/s00340-015-6309-4 (2016).<br /> <br /> O. Terra, &ldquo;Absolute frequency measurement of the hyperfine structure of the 5S1/2 &ndash; 5D3/2 two-photon transition in rubidium using femtosecond frequency comb&rdquo;, Measurement, Volume 144, (2019), Pages 83-87. |  | 26736 | PHYSICS | L | AFRIMETS | Egypt | NIS | National Institute for Standards | 61.C.001 |  | Published | 2021-03-15 | 2021-03-15 | 2021-03-15 |  | Laser frequencies | Radiations of the mise en pratique | Laser radiations | Frequency stabilized laser
AFRIMETS-L-EG-00000K2U-1 | Laser radiations | 530 | 800 | nm | 2e-11 | 2e-11 | (dimensionless) | Relative | 5.3e-07 | 8e-07 | m | 1.06e-17 | 1.6e-17 | m | 95 | 2 |  |  | Frequency&nbsp; Stabilized&nbsp; laser vacuum wavelength | Absolute frequency measurement with comb&nbsp; |  |  | 0 | 0 |  | <masked> | Primary level (NIS), atomic clock, GPS time base | O. Terra and H. Hussein, &ldquo;An ultra-stable optical frequency standard for telecommunication purposes based upon the 5S1/2 &rarr; 5D5/2 two-photon transition in Rubidium&rdquo;, Applied Physics B, 122: 27 (2016).<br /> <br /> O. Terra, &ldquo;Absolute frequency measurement of the hyperfine structure of the 5S1/2 &ndash; 5D3/2 two-photon transition in rubidium using femtosecond frequency comb&rdquo;, Measurement, Volume 144, (2019). |  | 26735 | PHYSICS | L | AFRIMETS | Egypt | NIS | National Institute for Standards | 61.C.001 |  | Published | 2021-03-15 | 2021-03-15 | 2021-03-15 |  | Laser frequencies | Radiations of the mise en pratique | Laser radiations | Frequency stabilized laser
AFRIMETS-L-EG-00000K2T-1 | Laser radiations | 375 | 566 | THz | 2e-11 | 2e-11 | (dimensionless) | Relative | 375000000000000 | 566000000000000 | Hz | 7500 | 11320 | Hz | 95 | 2 |  |  | Frequency Stabilized laser Optical Frequency | Absolute frequency measurement with comb&nbsp; |  |  | 0 | 0 |  | <masked> | Primary level (NIS), atomic clock, GPS time base | O. Terra and H. Hussein, &ldquo;An ultra-stable optical frequency standard for telecommunication purposes based upon the 5S1/2 &rarr; 5D5/2 two-photon transition in Rubidium&rdquo;, App. Phy. B, 122: 27 (2016)<br /> <br /> O. Terra, &ldquo;Absolute frequency measurement of the hyperfine structure of the 5S1/2 &ndash; 5D3/2 two-photon transition in rubidium using femtosecond frequency comb&rdquo;, Measurement, Volume 144, (2019)<br /> <br /> &nbsp; |  | 26734 | PHYSICS | L | AFRIMETS | Egypt | NIS | National Institute for Standards | 61.C.001 |  | Published | 2021-03-15 | 2021-03-15 | 2021-03-15 |  | Laser frequencies | Radiations of the mise en pratique | Laser radiations | Frequency stabilized laser
AFRIMETS-L-EG-00000K2S-1 | Laser radiations | 778 | 778 | nm | 0.02 | 0.02 | fm | Absolute | 7.78e-07 | 7.78e-07 | m | 2e-17 | 2e-17 | m | 95 | 2 |  |  | Frequency&nbsp; Stabilized&nbsp; laser vacuum wavelength | Optical beat frequency |  |  | 0 | 0 |  | <masked> | Primary level (NIS), optical frequency comb | O. Terra and H. Hussein, &ldquo;An ultra-stable optical frequency standard for telecommunication purposes based upon the 5S1/2 &rarr; 5D5/2 two-photon transition in Rubidium&rdquo;, Applied Physics B, 122: 27. doi:10.1007/s00340-015-6309-4 (2016).<br /> <br /> O. Terra, &ldquo;Absolute frequency measurement of the hyperfine structure of the 5S1/2 &ndash; 5D3/2 two-photon transition in rubidium using femtosecond frequency comb&rdquo;, Measurement, Volume 144, (2019), Pages 83-87.<br /> &nbsp; |  | 26733 | PHYSICS | L | AFRIMETS | Egypt | NIS | National Institute for Standards | 61.C.003 |  | Published | 2021-03-15 | 2021-03-15 | 2021-03-12 |  | Laser frequencies | Radiations of the mise en pratique | Laser radiations | Frequency stabilized laser
AFRIMETS-L-EG-00000K2R-1 | Laser radiations | 385 | 385 | THz | 10 | 10 | kHz | Absolute | 385000000000000 | 385000000000000 | Hz | 10000 | 10000 | Hz | 95 | 2 |  |  | Frequency stabilized laser | Optical beat frequency |  |  | 0 | 0 |  | <masked> | Primary level (NIS) , Optical frequency comb |  |  | 26732 | PHYSICS | L | AFRIMETS | Egypt | NIS | National Institute for Standards | 61.C.003 |  | Published | 2021-03-01 | 2021-03-01 | 2021-02-23 |  | Laser frequencies | Radiations of the mise en pratique | Laser radiations | Frequency stabilized laser
AFRIMETS-L-EG-00000K2P-1 | Laser radiations | 193 | 193 | THz | 5 | 5 | kHz | Absolute | 193000000000000 | 193000000000000 | Hz | 5000 | 5000 | Hz | 95 | 2 |  |  | Frequency&nbsp; Stabilized&nbsp; laser&nbsp; Optical Frequency | Optical beat frequency |  |  | 0 | 0 |  | <masked> | NIS - Primary level- Optical Frequency comb |  |  | 26730 | PHYSICS | L | AFRIMETS | Egypt | NIS | National Institute for Standards | 61.C.003 |  | Published | 2021-01-12 | 2021-01-12 | 2020-12-24 |  | Laser frequencies | Radiations of the mise en pratique | Laser radiations | Frequency stabilized laser
AFRIMETS-L-EG-00000K2N-1 | Laser radiations | 474 | 474 | THz | 24 | 24 | kHz | Absolute | 474000000000000 | 474000000000000 | Hz | 24000 | 24000 | Hz | 95 | 2 |  |  | Frequency Stabilized laser Optical Frequency | Optical beat frequency |  |  | 0 | 0 |  | <masked> | Primary - Comparison | <br /> &nbsp; |  | 26728 | PHYSICS | L | AFRIMETS | Egypt | NIS | National Institute for Standards | 61.C.002 |  | Published | 2021-03-30 | 2021-03-30 | 2021-03-25 |  | Laser frequencies | Radiations of the mise en pratique | Laser radiations | Frequency stabilized laser

## area
to refresh: select a cell in the table below and then select "data -> refresh" (n.b.b the "refresh all doesn't apply to this table
value_area | id_area | label_area | address
Acoustics, Ultrasound, Vibration | 1 | AUV | https://www.bipm.org/api/kcdb/referenceData/branch?areaId=1
Electricity and Magnetism | 2 | EM | https://www.bipm.org/api/kcdb/referenceData/branch?areaId=2
Length | 3 | L | https://www.bipm.org/api/kcdb/referenceData/branch?areaId=3
Mass and related quantities | 4 | M | https://www.bipm.org/api/kcdb/referenceData/branch?areaId=4
Photometry and Radiometry | 5 | PR | https://www.bipm.org/api/kcdb/referenceData/branch?areaId=5
Thermometry | 6 | T | https://www.bipm.org/api/kcdb/referenceData/branch?areaId=6
Time and Frequency | 7 | TF | https://www.bipm.org/api/kcdb/referenceData/branch?areaId=7

## branch
to refresh: select a cell in the table below and then select "data -> refresh" (n.b.b the "refresh all doesn't apply to this table
value_area | value_branch | id_area | label_area | id_branch | label_branch | address
Acoustics, Ultrasound, Vibration | Sound in air | 1 | AUV | 1 | AUV/A | https://www.bipm.org/api/kcdb/referenceData/service?branchId=1
Acoustics, Ultrasound, Vibration | Sound in water | 1 | AUV | 3 | AUV/W | https://www.bipm.org/api/kcdb/referenceData/service?branchId=3
Acoustics, Ultrasound, Vibration | Vibration | 1 | AUV | 2 | AUV/V | https://www.bipm.org/api/kcdb/referenceData/service?branchId=2
Electricity and Magnetism | AC voltage, current, and power | 2 | EM | 4 | EM/AC | https://www.bipm.org/api/kcdb/referenceData/service?branchId=4
Electricity and Magnetism | DC voltage, current, and resistance | 2 | EM | 5 | EM/DC | https://www.bipm.org/api/kcdb/referenceData/service?branchId=5
Electricity and Magnetism | Electric and magnetic fields | 2 | EM | 6 | EM/Field | https://www.bipm.org/api/kcdb/referenceData/service?branchId=6
Electricity and Magnetism | High voltage and current | 2 | EM | 7 | EM/HV | https://www.bipm.org/api/kcdb/referenceData/service?branchId=7
Electricity and Magnetism | Impedance up to the MHz range | 2 | EM | 8 | EM/Imped | https://www.bipm.org/api/kcdb/referenceData/service?branchId=8
Electricity and Magnetism | Materials | 2 | EM | 9 | EM/Mater | https://www.bipm.org/api/kcdb/referenceData/service?branchId=9
Electricity and Magnetism | Other DC and low frequency measurements | 2 | EM | 10 | EM/OtherDC | https://www.bipm.org/api/kcdb/referenceData/service?branchId=10
Electricity and Magnetism | Radio frequency measurements | 2 | EM | 11 | EM/RF | https://www.bipm.org/api/kcdb/referenceData/service?branchId=11
Length | Dimensional metrology | 3 | L | 12 | L/DimMet | https://www.bipm.org/api/kcdb/referenceData/service?branchId=12
Length | Laser frequencies | 3 | L | 13 | L/Laser | https://www.bipm.org/api/kcdb/referenceData/service?branchId=13
Mass and related quantities | Density | 4 | M | 14 | M/Dens | https://www.bipm.org/api/kcdb/referenceData/service?branchId=14
Mass and related quantities | Fluid flow | 4 | M | 15 | M/FF | https://www.bipm.org/api/kcdb/referenceData/service?branchId=15
Mass and related quantities | Force | 4 | M | 16 | M/Force | https://www.bipm.org/api/kcdb/referenceData/service?branchId=16
Mass and related quantities | Gravity | 4 | M | 37 | M/Gra | https://www.bipm.org/api/kcdb/referenceData/service?branchId=37
Mass and related quantities | Hardness | 4 | M | 36 | M/Har | https://www.bipm.org/api/kcdb/referenceData/service?branchId=36
Mass and related quantities | Mass, mass standards | 4 | M | 17 | M/Mass | https://www.bipm.org/api/kcdb/referenceData/service?branchId=17
Mass and related quantities | Pressure | 4 | M | 18 | M/Pres | https://www.bipm.org/api/kcdb/referenceData/service?branchId=18
Mass and related quantities | Torque | 4 | M | 19 | M/Tor | https://www.bipm.org/api/kcdb/referenceData/service?branchId=19
Mass and related quantities | Viscosity | 4 | M | 35 | M/Vis | https://www.bipm.org/api/kcdb/referenceData/service?branchId=35
Photometry and Radiometry | Fibre optics | 5 | PR | 21 | PR/Fibre | https://www.bipm.org/api/kcdb/referenceData/service?branchId=21
Photometry and Radiometry | Photometry | 5 | PR | 23 | PR/Photo | https://www.bipm.org/api/kcdb/referenceData/service?branchId=23
Photometry and Radiometry | Properties of detectors and sources | 5 | PR | 20 | PR/Detector | https://www.bipm.org/api/kcdb/referenceData/service?branchId=20
Photometry and Radiometry | Properties of materials | 5 | PR | 22 | PR/Mater | https://www.bipm.org/api/kcdb/referenceData/service?branchId=22
Thermometry | Humidity | 6 | T | 24 | T/H | https://www.bipm.org/api/kcdb/referenceData/service?branchId=24
Thermometry | Temperature | 6 | T | 25 | T/T | https://www.bipm.org/api/kcdb/referenceData/service?branchId=25
Thermometry | Thermophysical quantities | 6 | T | 26 | T/TQ | https://www.bipm.org/api/kcdb/referenceData/service?branchId=26
Time and Frequency | Frequency | 7 | TF | 27 | TF/F | https://www.bipm.org/api/kcdb/referenceData/service?branchId=27
Time and Frequency | Time interval | 7 | TF | 28 | TF/TI | https://www.bipm.org/api/kcdb/referenceData/service?branchId=28
Time and Frequency | Time scale difference | 7 | TF | 29 | TF/TSD | https://www.bipm.org/api/kcdb/referenceData/service?branchId=29

## service
to refresh: select a cell in the table below and then select "data -> refresh" (n.b.b the "refresh all doesn't apply to this table
value_service | id_area | label_area | value_area | id_branch | label_branch | value_branch | id_service | label_service | address
Audiometers | 1 | AUV | Acoustics, Ultrasound, Vibration | 1 | AUV/A | Sound in air | 6 | 6 | https://www.bipm.org/api/kcdb/referenceData/subService?serviceId=6
Ear simulators | 1 | AUV | Acoustics, Ultrasound, Vibration | 1 | AUV/A | Sound in air | 4 | 4 | https://www.bipm.org/api/kcdb/referenceData/subService?serviceId=4
Measurement microphones | 1 | AUV | Acoustics, Ultrasound, Vibration | 1 | AUV/A | Sound in air | 1 | 1 | https://www.bipm.org/api/kcdb/referenceData/subService?serviceId=1
Reference sound sources | 1 | AUV | Acoustics, Ultrasound, Vibration | 1 | AUV/A | Sound in air | 5 | 5 | https://www.bipm.org/api/kcdb/referenceData/subService?serviceId=5
Sound calibrators | 1 | AUV | Acoustics, Ultrasound, Vibration | 1 | AUV/A | Sound in air | 2 | 2 | https://www.bipm.org/api/kcdb/referenceData/subService?serviceId=2
Sound measuring instruments | 1 | AUV | Acoustics, Ultrasound, Vibration | 1 | AUV/A | Sound in air | 3 | 3 | https://www.bipm.org/api/kcdb/referenceData/subService?serviceId=3
Hydrophones (medical ultrasonic) | 1 | AUV | Acoustics, Ultrasound, Vibration | 3 | AUV/W | Sound in water | 11 | 11 | https://www.bipm.org/api/kcdb/referenceData/subService?serviceId=11
Hydrophones (underwater acoustics) | 1 | AUV | Acoustics, Ultrasound, Vibration | 3 | AUV/W | Sound in water | 12 | 12 | https://www.bipm.org/api/kcdb/referenceData/subService?serviceId=12
Ultrasound transducer | 1 | AUV | Acoustics, Ultrasound, Vibration | 3 | AUV/W | Sound in water | 14 | 14 | https://www.bipm.org/api/kcdb/referenceData/subService?serviceId=14
Ultrasound transducer with generator | 1 | AUV | Acoustics, Ultrasound, Vibration | 3 | AUV/W | Sound in water | 13 | 13 | https://www.bipm.org/api/kcdb/referenceData/subService?serviceId=13
Acceleration calibrator | 1 | AUV | Acoustics, Ultrasound, Vibration | 2 | AUV/V | Vibration | 66 | 32 | https://www.bipm.org/api/kcdb/referenceData/subService?serviceId=66
Acceleration measuring chain / accelerometer | 1 | AUV | Acoustics, Ultrasound, Vibration | 2 | AUV/V | Vibration | 67 | 33 | https://www.bipm.org/api/kcdb/referenceData/subService?serviceId=67
Acceleration measuring instrument | 1 | AUV | Acoustics, Ultrasound, Vibration | 2 | AUV/V | Vibration | 65 | 31 | https://www.bipm.org/api/kcdb/referenceData/subService?serviceId=65
Angular acceleration calibrator | 1 | AUV | Acoustics, Ultrasound, Vibration | 2 | AUV/V | Vibration | 69 | 35 | https://www.bipm.org/api/kcdb/referenceData/subService?serviceId=69
Angular acceleration measuring chain / accelerometer | 1 | AUV | Acoustics, Ultrasound, Vibration | 2 | AUV/V | Vibration | 70 | 36 | https://www.bipm.org/api/kcdb/referenceData/subService?serviceId=70
Angular acceleration measuring instrument | 1 | AUV | Acoustics, Ultrasound, Vibration | 2 | AUV/V | Vibration | 68 | 34 | https://www.bipm.org/api/kcdb/referenceData/subService?serviceId=68
Angular vibration | 1 | AUV | Acoustics, Ultrasound, Vibration | 2 | AUV/V | Vibration | 8 | 22 | https://www.bipm.org/api/kcdb/referenceData/subService?serviceId=8
AUV auxiliary instruments and/or services | 1 | AUV | Acoustics, Ultrasound, Vibration | 2 | AUV/V | Vibration | 10 | 30 | https://www.bipm.org/api/kcdb/referenceData/subService?serviceId=10
Dynamic force | 1 | AUV | Acoustics, Ultrasound, Vibration | 2 | AUV/V | Vibration | 9 | 23 | https://www.bipm.org/api/kcdb/referenceData/subService?serviceId=9
Force measuring chain or force transducer for mechanical impedance and mobility measurements or modal testing | 1 | AUV | Acoustics, Ultrasound, Vibration | 2 | AUV/V | Vibration | 72 | 38 | https://www.bipm.org/api/kcdb/referenceData/subService?serviceId=72
Force measuring instrument for mechanical impedance and mobility measurements or modal testing | 1 | AUV | Acoustics, Ultrasound, Vibration | 2 | AUV/V | Vibration | 71 | 37 | https://www.bipm.org/api/kcdb/referenceData/subService?serviceId=71
Linear vibration | 1 | AUV | Acoustics, Ultrasound, Vibration | 2 | AUV/V | Vibration | 7 | 21 | https://www.bipm.org/api/kcdb/referenceData/subService?serviceId=7
Vibration signal conditioner | 1 | AUV | Acoustics, Ultrasound, Vibration | 2 | AUV/V | Vibration | 73 | 45 | https://www.bipm.org/api/kcdb/referenceData/subService?serviceId=73
AC and DC power | 2 | EM | Electricity and Magnetism | 4 | EM/AC | AC voltage, current, and power | 17 | 7 | https://www.bipm.org/api/kcdb/referenceData/subService?serviceId=17
AC current | 2 | EM | Electricity and Magnetism | 4 | EM/AC | AC voltage, current, and power | 16 | 6 | https://www.bipm.org/api/kcdb/referenceData/subService?serviceId=16
AC voltage (up to the MHz range) | 2 | EM | Electricity and Magnetism | 4 | EM/AC | AC voltage, current, and power | 15 | 5 | https://www.bipm.org/api/kcdb/referenceData/subService?serviceId=15
DC current (up to 100 A) | 2 | EM | Electricity and Magnetism | 5 | EM/DC | DC voltage, current, and resistance | 20 | 3 | https://www.bipm.org/api/kcdb/referenceData/subService?serviceId=20
DC resistance | 2 | EM | Electricity and Magnetism | 5 | EM/DC | DC voltage, current, and resistance | 19 | 2 | https://www.bipm.org/api/kcdb/referenceData/subService?serviceId=19
DC voltage (up to 1100 V) | 2 | EM | Electricity and Magnetism | 5 | EM/DC | DC voltage, current, and resistance | 18 | 1 | https://www.bipm.org/api/kcdb/referenceData/subService?serviceId=18
Electric and magnetic fields | 2 | EM | Electricity and Magnetism | 6 | EM/Field | Electric and magnetic fields | 21 | 10 | https://www.bipm.org/api/kcdb/referenceData/subService?serviceId=21
High voltage and current | 2 | EM | Electricity and Magnetism | 7 | EM/HV | High voltage and current | 22 | 8 | https://www.bipm.org/api/kcdb/referenceData/subService?serviceId=22
Impedance (up to the MHz range) | 2 | EM | Electricity and Magnetism | 8 | EM/Imped | Impedance up to the MHz range | 23 | 4 | https://www.bipm.org/api/kcdb/referenceData/subService?serviceId=23
Measurements on materials | 2 | EM | Electricity and Magnetism | 9 | EM/Mater | Materials | 24 | 12 | https://www.bipm.org/api/kcdb/referenceData/subService?serviceId=24
Other DC and low frequency measurements | 2 | EM | Electricity and Magnetism | 10 | EM/OtherDC | Other DC and low frequency measurements | 25 | 9 | https://www.bipm.org/api/kcdb/referenceData/subService?serviceId=25
Radio frequency measurements | 2 | EM | Electricity and Magnetism | 11 | EM/RF | Radio frequency measurements | 26 | 11 | https://www.bipm.org/api/kcdb/referenceData/subService?serviceId=26
Angle | 3 | L | Length | 12 | L/DimMet | Dimensional metrology | 28 | 3 | https://www.bipm.org/api/kcdb/referenceData/subService?serviceId=28
Complex geometry | 3 | L | Length | 12 | L/DimMet | Dimensional metrology | 30 | 5 | https://www.bipm.org/api/kcdb/referenceData/subService?serviceId=30
Form | 3 | L | Length | 12 | L/DimMet | Dimensional metrology | 29 | 4 | https://www.bipm.org/api/kcdb/referenceData/subService?serviceId=29
Linear dimensions | 3 | L | Length | 12 | L/DimMet | Dimensional metrology | 27 | 2 | https://www.bipm.org/api/kcdb/referenceData/subService?serviceId=27
Various dimensional | 3 | L | Length | 12 | L/DimMet | Dimensional metrology | 31 | 6 | https://www.bipm.org/api/kcdb/referenceData/subService?serviceId=31
Radiations of the mise en pratique | 3 | L | Length | 13 | L/Laser | Laser frequencies | 32 | 1 | https://www.bipm.org/api/kcdb/referenceData/subService?serviceId=32
Density | 4 | M | Mass and related quantities | 14 | M/Dens | Density | 33 | 2 | https://www.bipm.org/api/kcdb/referenceData/subService?serviceId=33
Fluid flow | 4 | M | Mass and related quantities | 15 | M/FF | Fluid flow | 34 | 9 | https://www.bipm.org/api/kcdb/referenceData/subService?serviceId=34
Force | 4 | M | Mass and related quantities | 16 | M/Force | Force | 35 | 4 | https://www.bipm.org/api/kcdb/referenceData/subService?serviceId=35
Gravity | 4 | M | Mass and related quantities | 37 | M/Gra | Gravity | 41 | 8 | https://www.bipm.org/api/kcdb/referenceData/subService?serviceId=41
Hardness | 4 | M | Mass and related quantities | 36 | M/Har | Hardness | 40 | 7 | https://www.bipm.org/api/kcdb/referenceData/subService?serviceId=40
Mass | 4 | M | Mass and related quantities | 17 | M/Mass | Mass, mass standards | 36 | 1 | https://www.bipm.org/api/kcdb/referenceData/subService?serviceId=36
Pressure | 4 | M | Mass and related quantities | 18 | M/Pres | Pressure | 37 | 3 | https://www.bipm.org/api/kcdb/referenceData/subService?serviceId=37
Torque | 4 | M | Mass and related quantities | 19 | M/Tor | Torque | 38 | 5 | https://www.bipm.org/api/kcdb/referenceData/subService?serviceId=38
Viscosity | 4 | M | Mass and related quantities | 35 | M/Vis | Viscosity | 39 | 6 | https://www.bipm.org/api/kcdb/referenceData/subService?serviceId=39
Fibre optics | 5 | PR | Photometry and Radiometry | 21 | PR/Fibre | Fibre optics | 45 | 7 | https://www.bipm.org/api/kcdb/referenceData/subService?serviceId=45
Photometry | 5 | PR | Photometry and Radiometry | 23 | PR/Photo | Photometry | 48 | 1 | https://www.bipm.org/api/kcdb/referenceData/subService?serviceId=48
Properties of detectors | 5 | PR | Photometry and Radiometry | 20 | PR/Detector | Properties of detectors and sources | 42 | 2 | https://www.bipm.org/api/kcdb/referenceData/subService?serviceId=42
Spectral emission properties of sources | 5 | PR | Photometry and Radiometry | 20 | PR/Detector | Properties of detectors and sources | 43 | 3 | https://www.bipm.org/api/kcdb/referenceData/subService?serviceId=43
Spectral.-int. meas. for sources and detectors | 5 | PR | Photometry and Radiometry | 20 | PR/Detector | Properties of detectors and sources | 44 | 5 | https://www.bipm.org/api/kcdb/referenceData/subService?serviceId=44
Colour and other spectral.-int. meas. of materials | 5 | PR | Photometry and Radiometry | 22 | PR/Mater | Properties of materials | 47 | 6 | https://www.bipm.org/api/kcdb/referenceData/subService?serviceId=47
Spectral properties of materials | 5 | PR | Photometry and Radiometry | 22 | PR/Mater | Properties of materials | 46 | 4 | https://www.bipm.org/api/kcdb/referenceData/subService?serviceId=46
Dynamic generators | 6 | T | Thermometry | 24 | T/H | Humidity | 50 | 4 | https://www.bipm.org/api/kcdb/referenceData/subService?serviceId=50
Hygrometers | 6 | T | Thermometry | 24 | T/H | Humidity | 49 | 3 | https://www.bipm.org/api/kcdb/referenceData/subService?serviceId=49
Static generators | 6 | T | Thermometry | 24 | T/H | Humidity | 51 | 5 | https://www.bipm.org/api/kcdb/referenceData/subService?serviceId=51
Items for defining ITS-90 | 6 | T | Thermometry | 25 | T/T | Temperature | 52 | 1 | https://www.bipm.org/api/kcdb/referenceData/subService?serviceId=52
Items for disseminating ITS-90 and PLTS 2000 | 6 | T | Thermometry | 25 | T/T | Temperature | 53 | 2 | https://www.bipm.org/api/kcdb/referenceData/subService?serviceId=53
Items used for disseminating thermodynamic temperature | 6 | T | Thermometry | 25 | T/T | Temperature | 64 | 7 | https://www.bipm.org/api/kcdb/referenceData/subService?serviceId=64
Thermophysical quantities | 6 | T | Thermometry | 26 | T/TQ | Thermophysical quantities | 54 | 6 | https://www.bipm.org/api/kcdb/referenceData/subService?serviceId=54
Frequency | 7 | TF | Time and Frequency | 27 | TF/F | Frequency | 55 | 2 | https://www.bipm.org/api/kcdb/referenceData/subService?serviceId=55
Time interval | 7 | TF | Time and Frequency | 28 | TF/TI | Time interval | 56 | 3 | https://www.bipm.org/api/kcdb/referenceData/subService?serviceId=56
Time scale difference | 7 | TF | Time and Frequency | 29 | TF/TSD | Time scale difference | 57 | 1 | https://www.bipm.org/api/kcdb/referenceData/subService?serviceId=57

## subservice
to refresh: select a cell in the table below and then select "data -> refresh" (n.b.b the "refresh all doesn't apply to this table
value_subservice | id_area | label_area | value_area | id_branch | label_branch | value_branch | id_service | label_service | value_service | id_subservice | label_subservice | address
Response of audiometers | 1 | AUV | Acoustics, Ultrasound, Vibration | 1 | AUV/A | Sound in air | 6 | 6 | Audiometers | 12 | 1 | https://www.bipm.org/api/kcdb/referenceData/individualService?subServiceId=12
Impedance head force measuring chain | 1 | AUV | Acoustics, Ultrasound, Vibration | 1 | AUV/A | Sound in air | 4 | 4 | Ear simulators | 10 | 4 | https://www.bipm.org/api/kcdb/referenceData/individualService?subServiceId=10
Impedance head force transducer | 1 | AUV | Acoustics, Ultrasound, Vibration | 1 | AUV/A | Sound in air | 4 | 4 | Ear simulators | 9 | 3 | https://www.bipm.org/api/kcdb/referenceData/individualService?subServiceId=9
Mechanical couplers (air) | 1 | AUV | Acoustics, Ultrasound, Vibration | 1 | AUV/A | Sound in air | 4 | 4 | Ear simulators | 8 | 2 | https://www.bipm.org/api/kcdb/referenceData/individualService?subServiceId=8
Reference couplers or artificial ears (air) | 1 | AUV | Acoustics, Ultrasound, Vibration | 1 | AUV/A | Sound in air | 4 | 4 | Ear simulators | 7 | 1 | https://www.bipm.org/api/kcdb/referenceData/individualService?subServiceId=7
Diffuse field sensitivity level (air) | 1 | AUV | Acoustics, Ultrasound, Vibration | 1 | AUV/A | Sound in air | 1 | 1 | Measurement microphones | 3 | 3 | https://www.bipm.org/api/kcdb/referenceData/individualService?subServiceId=3
Electrostatic actuator normalized response | 1 | AUV | Acoustics, Ultrasound, Vibration | 1 | AUV/A | Sound in air | 1 | 1 | Measurement microphones | 292 | 4 | https://www.bipm.org/api/kcdb/referenceData/individualService?subServiceId=292
Free-field sensitivity level (air) | 1 | AUV | Acoustics, Ultrasound, Vibration | 1 | AUV/A | Sound in air | 1 | 1 | Measurement microphones | 2 | 2 | https://www.bipm.org/api/kcdb/referenceData/individualService?subServiceId=2
Pressure sensitivity level (air) | 1 | AUV | Acoustics, Ultrasound, Vibration | 1 | AUV/A | Sound in air | 1 | 1 | Measurement microphones | 1 | 1 | https://www.bipm.org/api/kcdb/referenceData/individualService?subServiceId=1
Output of reference sound sources | 1 | AUV | Acoustics, Ultrasound, Vibration | 1 | AUV/A | Sound in air | 5 | 5 | Reference sound sources | 11 | 1 | https://www.bipm.org/api/kcdb/referenceData/individualService?subServiceId=11
Multi-frequency sound calibrators | 1 | AUV | Acoustics, Ultrasound, Vibration | 1 | AUV/A | Sound in air | 2 | 2 | Sound calibrators | 5 | 2 | https://www.bipm.org/api/kcdb/referenceData/individualService?subServiceId=5
Single frequency sound calibrators | 1 | AUV | Acoustics, Ultrasound, Vibration | 1 | AUV/A | Sound in air | 2 | 2 | Sound calibrators | 4 | 1 | https://www.bipm.org/api/kcdb/referenceData/individualService?subServiceId=4
Response of sound measuring instruments | 1 | AUV | Acoustics, Ultrasound, Vibration | 1 | AUV/A | Sound in air | 3 | 3 | Sound measuring instruments | 6 | 1 | https://www.bipm.org/api/kcdb/referenceData/individualService?subServiceId=6
Free-field sensitivity | 1 | AUV | Acoustics, Ultrasound, Vibration | 3 | AUV/W | Sound in water | 11 | 11 | Hydrophones (medical ultrasonic) | 24 | 1 | https://www.bipm.org/api/kcdb/referenceData/individualService?subServiceId=24
Pressure sensitivity | 1 | AUV | Acoustics, Ultrasound, Vibration | 3 | AUV/W | Sound in water | 11 | 11 | Hydrophones (medical ultrasonic) | 25 | 2 | https://www.bipm.org/api/kcdb/referenceData/individualService?subServiceId=25
Free-field sensitivity | 1 | AUV | Acoustics, Ultrasound, Vibration | 3 | AUV/W | Sound in water | 12 | 12 | Hydrophones (underwater acoustics) | 26 | 1 | https://www.bipm.org/api/kcdb/referenceData/individualService?subServiceId=26
Pressure sensitivity | 1 | AUV | Acoustics, Ultrasound, Vibration | 3 | AUV/W | Sound in water | 12 | 12 | Hydrophones (underwater acoustics) | 27 | 2 | https://www.bipm.org/api/kcdb/referenceData/individualService?subServiceId=27
Output from ultrasound transducer | 1 | AUV | Acoustics, Ultrasound, Vibration | 3 | AUV/W | Sound in water | 14 | 14 | Ultrasound transducer | 29 | 1 | https://www.bipm.org/api/kcdb/referenceData/individualService?subServiceId=29
Output from ultrasound transducer with generator | 1 | AUV | Acoustics, Ultrasound, Vibration | 3 | AUV/W | Sound in water | 13 | 13 | Ultrasound transducer with generator | 28 | 1 | https://www.bipm.org/api/kcdb/referenceData/individualService?subServiceId=28
Acceleration output | 1 | AUV | Acoustics, Ultrasound, Vibration | 2 | AUV/V | Vibration | 66 | 32 | Acceleration calibrator | 263 | 1 | https://www.bipm.org/api/kcdb/referenceData/individualService?subServiceId=263
Shock output | 1 | AUV | Acoustics, Ultrasound, Vibration | 2 | AUV/V | Vibration | 66 | 32 | Acceleration calibrator | 264 | 2 | https://www.bipm.org/api/kcdb/referenceData/individualService?subServiceId=264
Charge sensitivity | 1 | AUV | Acoustics, Ultrasound, Vibration | 2 | AUV/V | Vibration | 67 | 33 | Acceleration measuring chain / accelerometer | 265 | 1 | https://www.bipm.org/api/kcdb/referenceData/individualService?subServiceId=265
Current sensitivity | 1 | AUV | Acoustics, Ultrasound, Vibration | 2 | AUV/V | Vibration | 67 | 33 | Acceleration measuring chain / accelerometer | 269 | 5 | https://www.bipm.org/api/kcdb/referenceData/individualService?subServiceId=269
Shock charge sensitivity | 1 | AUV | Acoustics, Ultrasound, Vibration | 2 | AUV/V | Vibration | 67 | 33 | Acceleration measuring chain / accelerometer | 266 | 2 | https://www.bipm.org/api/kcdb/referenceData/individualService?subServiceId=266
Shock current sensitivity | 1 | AUV | Acoustics, Ultrasound, Vibration | 2 | AUV/V | Vibration | 67 | 33 | Acceleration measuring chain / accelerometer | 270 | 6 | https://www.bipm.org/api/kcdb/referenceData/individualService?subServiceId=270
Shock voltage sensitivity | 1 | AUV | Acoustics, Ultrasound, Vibration | 2 | AUV/V | Vibration | 67 | 33 | Acceleration measuring chain / accelerometer | 268 | 4 | https://www.bipm.org/api/kcdb/referenceData/individualService?subServiceId=268
Voltage sensitivity | 1 | AUV | Acoustics, Ultrasound, Vibration | 2 | AUV/V | Vibration | 67 | 33 | Acceleration measuring chain / accelerometer | 267 | 3 | https://www.bipm.org/api/kcdb/referenceData/individualService?subServiceId=267
Frequency response | 1 | AUV | Acoustics, Ultrasound, Vibration | 2 | AUV/V | Vibration | 65 | 31 | Acceleration measuring instrument | 261 | 1 | https://www.bipm.org/api/kcdb/referenceData/individualService?subServiceId=261
Shock response | 1 | AUV | Acoustics, Ultrasound, Vibration | 2 | AUV/V | Vibration | 65 | 31 | Acceleration measuring instrument | 262 | 2 | https://www.bipm.org/api/kcdb/referenceData/individualService?subServiceId=262
Angular acceleration output | 1 | AUV | Acoustics, Ultrasound, Vibration | 2 | AUV/V | Vibration | 69 | 35 | Angular acceleration calibrator | 272 | 1 | https://www.bipm.org/api/kcdb/referenceData/individualService?subServiceId=272
Angular shock output | 1 | AUV | Acoustics, Ultrasound, Vibration | 2 | AUV/V | Vibration | 69 | 35 | Angular acceleration calibrator | 286 | 2 | https://www.bipm.org/api/kcdb/referenceData/individualService?subServiceId=286
Charge sensitivity | 1 | AUV | Acoustics, Ultrasound, Vibration | 2 | AUV/V | Vibration | 70 | 36 | Angular acceleration measuring chain / accelerometer | 273 | 1 | https://www.bipm.org/api/kcdb/referenceData/individualService?subServiceId=273
Current sensitivity | 1 | AUV | Acoustics, Ultrasound, Vibration | 2 | AUV/V | Vibration | 70 | 36 | Angular acceleration measuring chain / accelerometer | 275 | 5 | https://www.bipm.org/api/kcdb/referenceData/individualService?subServiceId=275
Shock charge sensitivity | 1 | AUV | Acoustics, Ultrasound, Vibration | 2 | AUV/V | Vibration | 70 | 36 | Angular acceleration measuring chain / accelerometer | 287 | 2 | https://www.bipm.org/api/kcdb/referenceData/individualService?subServiceId=287
Shock current sensitivity | 1 | AUV | Acoustics, Ultrasound, Vibration | 2 | AUV/V | Vibration | 70 | 36 | Angular acceleration measuring chain / accelerometer | 289 | 6 | https://www.bipm.org/api/kcdb/referenceData/individualService?subServiceId=289
Shock voltage sensitivity | 1 | AUV | Acoustics, Ultrasound, Vibration | 2 | AUV/V | Vibration | 70 | 36 | Angular acceleration measuring chain / accelerometer | 288 | 4 | https://www.bipm.org/api/kcdb/referenceData/individualService?subServiceId=288
Voltage sensitivity | 1 | AUV | Acoustics, Ultrasound, Vibration | 2 | AUV/V | Vibration | 70 | 36 | Angular acceleration measuring chain / accelerometer | 274 | 3 | https://www.bipm.org/api/kcdb/referenceData/individualService?subServiceId=274
Angular acceleration response | 1 | AUV | Acoustics, Ultrasound, Vibration | 2 | AUV/V | Vibration | 68 | 34 | Angular acceleration measuring instrument | 271 | 1 | https://www.bipm.org/api/kcdb/referenceData/individualService?subServiceId=271
Shock response | 1 | AUV | Acoustics, Ultrasound, Vibration | 2 | AUV/V | Vibration | 68 | 34 | Angular acceleration measuring instrument | 285 | 2 | https://www.bipm.org/api/kcdb/referenceData/individualService?subServiceId=285
Angular acceleration calibrator | 1 | AUV | Acoustics, Ultrasound, Vibration | 2 | AUV/V | Vibration | 8 | 22 | Angular vibration | 18 | 2 | https://www.bipm.org/api/kcdb/referenceData/individualService?subServiceId=18
Angular acceleration measuring chain | 1 | AUV | Acoustics, Ultrasound, Vibration | 2 | AUV/V | Vibration | 8 | 22 | Angular vibration | 20 | 4 | https://www.bipm.org/api/kcdb/referenceData/individualService?subServiceId=20
Angular acceleration measuring chain / accelerometer | 1 | AUV | Acoustics, Ultrasound, Vibration | 2 | AUV/V | Vibration | 8 | 22 | Angular vibration | 19 | 3 | https://www.bipm.org/api/kcdb/referenceData/individualService?subServiceId=19
Angular acceleration measuring instrument | 1 | AUV | Acoustics, Ultrasound, Vibration | 2 | AUV/V | Vibration | 8 | 22 | Angular vibration | 17 | 1 | https://www.bipm.org/api/kcdb/referenceData/individualService?subServiceId=17
Vibration signal conditioner | 1 | AUV | Acoustics, Ultrasound, Vibration | 2 | AUV/V | Vibration | 10 | 30 | AUV auxiliary instruments and/or services | 23 | 1 | https://www.bipm.org/api/kcdb/referenceData/individualService?subServiceId=23
Force measuring chain /force transducer for mechanical impedance and mobility measurements… | 1 | AUV | Acoustics, Ultrasound, Vibration | 2 | AUV/V | Vibration | 9 | 23 | Dynamic force | 22 | 2 | https://www.bipm.org/api/kcdb/referenceData/individualService?subServiceId=22
Force measuring instrument for mechanical impedance and mobility measurements or modal testing | 1 | AUV | Acoustics, Ultrasound, Vibration | 2 | AUV/V | Vibration | 9 | 23 | Dynamic force | 21 | 1 | https://www.bipm.org/api/kcdb/referenceData/individualService?subServiceId=21
Charge sensitivity | 1 | AUV | Acoustics, Ultrasound, Vibration | 2 | AUV/V | Vibration | 72 | 38 | Force measuring chain or force transducer for mechanical impedance and mobility measurements or modal testing | 278 | 1 | https://www.bipm.org/api/kcdb/referenceData/individualService?subServiceId=278
Current sensitivity | 1 | AUV | Acoustics, Ultrasound, Vibration | 2 | AUV/V | Vibration | 72 | 38 | Force measuring chain or force transducer for mechanical impedance and mobility measurements or modal testing | 290 | 5 | https://www.bipm.org/api/kcdb/referenceData/individualService?subServiceId=290
Shock charge sensitivity | 1 | AUV | Acoustics, Ultrasound, Vibration | 2 | AUV/V | Vibration | 72 | 38 | Force measuring chain or force transducer for mechanical impedance and mobility measurements or modal testing | 279 | 2 | https://www.bipm.org/api/kcdb/referenceData/individualService?subServiceId=279
Shock Current sensitivity | 1 | AUV | Acoustics, Ultrasound, Vibration | 2 | AUV/V | Vibration | 72 | 38 | Force measuring chain or force transducer for mechanical impedance and mobility measurements or modal testing | 291 | 6 | https://www.bipm.org/api/kcdb/referenceData/individualService?subServiceId=291
Shock voltage sensitivity | 1 | AUV | Acoustics, Ultrasound, Vibration | 2 | AUV/V | Vibration | 72 | 38 | Force measuring chain or force transducer for mechanical impedance and mobility measurements or modal testing | 281 | 4 | https://www.bipm.org/api/kcdb/referenceData/individualService?subServiceId=281
Voltage sensitivity | 1 | AUV | Acoustics, Ultrasound, Vibration | 2 | AUV/V | Vibration | 72 | 38 | Force measuring chain or force transducer for mechanical impedance and mobility measurements or modal testing | 280 | 3 | https://www.bipm.org/api/kcdb/referenceData/individualService?subServiceId=280
Frequency response | 1 | AUV | Acoustics, Ultrasound, Vibration | 2 | AUV/V | Vibration | 71 | 37 | Force measuring instrument for mechanical impedance and mobility measurements or modal testing | 276 | 1 | https://www.bipm.org/api/kcdb/referenceData/individualService?subServiceId=276
Shock response | 1 | AUV | Acoustics, Ultrasound, Vibration | 2 | AUV/V | Vibration | 71 | 37 | Force measuring instrument for mechanical impedance and mobility measurements or modal testing | 277 | 2 | https://www.bipm.org/api/kcdb/referenceData/individualService?subServiceId=277
Acceleration calibrator | 1 | AUV | Acoustics, Ultrasound, Vibration | 2 | AUV/V | Vibration | 7 | 21 | Linear vibration | 14 | 2 | https://www.bipm.org/api/kcdb/referenceData/individualService?subServiceId=14
Acceleration measuring chain | 1 | AUV | Acoustics, Ultrasound, Vibration | 2 | AUV/V | Vibration | 7 | 21 | Linear vibration | 16 | 4 | https://www.bipm.org/api/kcdb/referenceData/individualService?subServiceId=16
Acceleration measuring chain / accelerometer | 1 | AUV | Acoustics, Ultrasound, Vibration | 2 | AUV/V | Vibration | 7 | 21 | Linear vibration | 15 | 3 | https://www.bipm.org/api/kcdb/referenceData/individualService?subServiceId=15
Acceleration measuring instrument | 1 | AUV | Acoustics, Ultrasound, Vibration | 2 | AUV/V | Vibration | 7 | 21 | Linear vibration | 13 | 1 | https://www.bipm.org/api/kcdb/referenceData/individualService?subServiceId=13
Charge sensitivity | 1 | AUV | Acoustics, Ultrasound, Vibration | 2 | AUV/V | Vibration | 73 | 45 | Vibration signal conditioner | 282 | 1 | https://www.bipm.org/api/kcdb/referenceData/individualService?subServiceId=282
Current Sensitivity | 1 | AUV | Acoustics, Ultrasound, Vibration | 2 | AUV/V | Vibration | 73 | 45 | Vibration signal conditioner | 284 | 3 | https://www.bipm.org/api/kcdb/referenceData/individualService?subServiceId=284
Voltage sensitivity | 1 | AUV | Acoustics, Ultrasound, Vibration | 2 | AUV/V | Vibration | 73 | 45 | Vibration signal conditioner | 283 | 2 | https://www.bipm.org/api/kcdb/referenceData/individualService?subServiceId=283
AC power and energy | 2 | EM | Electricity and Magnetism | 4 | EM/AC | AC voltage, current, and power | 17 | 7 | AC and DC power | 36 | 1 | https://www.bipm.org/api/kcdb/referenceData/individualService?subServiceId=36
DC power and energy | 2 | EM | Electricity and Magnetism | 4 | EM/AC | AC voltage, current, and power | 17 | 7 | AC and DC power | 293 | 2 | https://www.bipm.org/api/kcdb/referenceData/individualService?subServiceId=293
AC current ratio up to 100 A | 2 | EM | Electricity and Magnetism | 4 | EM/AC | AC voltage, current, and power | 16 | 6 | AC current | 35 | 3 | https://www.bipm.org/api/kcdb/referenceData/individualService?subServiceId=35
AC current up to 100 A | 2 | EM | Electricity and Magnetism | 4 | EM/AC | AC voltage, current, and power | 16 | 6 | AC current | 34 | 2 | https://www.bipm.org/api/kcdb/referenceData/individualService?subServiceId=34
AC-DC current transfer | 2 | EM | Electricity and Magnetism | 4 | EM/AC | AC voltage, current, and power | 16 | 6 | AC current | 33 | 1 | https://www.bipm.org/api/kcdb/referenceData/individualService?subServiceId=33
AC voltage ratio up to 1100 V, atten & gain | 2 | EM | Electricity and Magnetism | 4 | EM/AC | AC voltage, current, and power | 15 | 5 | AC voltage (up to the MHz range) | 32 | 3 | https://www.bipm.org/api/kcdb/referenceData/individualService?subServiceId=32
AC voltage up to 1100 V | 2 | EM | Electricity and Magnetism | 4 | EM/AC | AC voltage, current, and power | 15 | 5 | AC voltage (up to the MHz range) | 31 | 2 | https://www.bipm.org/api/kcdb/referenceData/individualService?subServiceId=31
AC-DC voltage transfer | 2 | EM | Electricity and Magnetism | 4 | EM/AC | AC voltage, current, and power | 15 | 5 | AC voltage (up to the MHz range) | 30 | 1 | https://www.bipm.org/api/kcdb/referenceData/individualService?subServiceId=30
DC current meters | 2 | EM | Electricity and Magnetism | 5 | EM/DC | DC voltage, current, and resistance | 20 | 3 | DC current (up to 100 A) | 44 | 2 | https://www.bipm.org/api/kcdb/referenceData/individualService?subServiceId=44
DC current ratios | 2 | EM | Electricity and Magnetism | 5 | EM/DC | DC voltage, current, and resistance | 20 | 3 | DC current (up to 100 A) | 45 | 3 | https://www.bipm.org/api/kcdb/referenceData/individualService?subServiceId=45
DC current sources | 2 | EM | Electricity and Magnetism | 5 | EM/DC | DC voltage, current, and resistance | 20 | 3 | DC current (up to 100 A) | 43 | 1 | https://www.bipm.org/api/kcdb/referenceData/individualService?subServiceId=43
DC resistance meters | 2 | EM | Electricity and Magnetism | 5 | EM/DC | DC voltage, current, and resistance | 19 | 2 | DC resistance | 41 | 2 | https://www.bipm.org/api/kcdb/referenceData/individualService?subServiceId=41
DC resistance ratios | 2 | EM | Electricity and Magnetism | 5 | EM/DC | DC voltage, current, and resistance | 19 | 2 | DC resistance | 42 | 3 | https://www.bipm.org/api/kcdb/referenceData/individualService?subServiceId=42
DC resistance standards and sources | 2 | EM | Electricity and Magnetism | 5 | EM/DC | DC voltage, current, and resistance | 19 | 2 | DC resistance | 40 | 1 | https://www.bipm.org/api/kcdb/referenceData/individualService?subServiceId=40
DC voltage meters | 2 | EM | Electricity and Magnetism | 5 | EM/DC | DC voltage, current, and resistance | 18 | 1 | DC voltage (up to 1100 V) | 38 | 2 | https://www.bipm.org/api/kcdb/referenceData/individualService?subServiceId=38
DC voltage ratios | 2 | EM | Electricity and Magnetism | 5 | EM/DC | DC voltage, current, and resistance | 18 | 1 | DC voltage (up to 1100 V) | 39 | 3 | https://www.bipm.org/api/kcdb/referenceData/individualService?subServiceId=39
DC voltage sources | 2 | EM | Electricity and Magnetism | 5 | EM/DC | DC voltage, current, and resistance | 18 | 1 | DC voltage (up to 1100 V) | 37 | 1 | https://www.bipm.org/api/kcdb/referenceData/individualService?subServiceId=37
Electric fields at freq. below 50 kHz | 2 | EM | Electricity and Magnetism | 6 | EM/Field | Electric and magnetic fields | 21 | 10 | Electric and magnetic fields | 46 | 1 | https://www.bipm.org/api/kcdb/referenceData/individualService?subServiceId=46
Electromagnetic fields at freq. above 50 kHz | 2 | EM | Electricity and Magnetism | 6 | EM/Field | Electric and magnetic fields | 21 | 10 | Electric and magnetic fields | 48 | 3 | https://www.bipm.org/api/kcdb/referenceData/individualService?subServiceId=48
Magnetic fields at freq. below 50 kHz | 2 | EM | Electricity and Magnetism | 6 | EM/Field | Electric and magnetic fields | 21 | 10 | Electric and magnetic fields | 47 | 2 | https://www.bipm.org/api/kcdb/referenceData/individualService?subServiceId=47
AC high voltage and voltage transformers | 2 | EM | Electricity and Magnetism | 7 | EM/HV | High voltage and current | 22 | 8 | High voltage and current | 51 | 3 | https://www.bipm.org/api/kcdb/referenceData/individualService?subServiceId=51
Electric discharge | 2 | EM | Electricity and Magnetism | 7 | EM/HV | High voltage and current | 22 | 8 | High voltage and current | 53 | 5 | https://www.bipm.org/api/kcdb/referenceData/individualService?subServiceId=53
High AC current and current transformers | 2 | EM | Electricity and Magnetism | 7 | EM/HV | High voltage and current | 22 | 8 | High voltage and current | 54 | 6 | https://www.bipm.org/api/kcdb/referenceData/individualService?subServiceId=54
High DC current | 2 | EM | Electricity and Magnetism | 7 | EM/HV | High voltage and current | 22 | 8 | High voltage and current | 55 | 7 | https://www.bipm.org/api/kcdb/referenceData/individualService?subServiceId=55
High DC voltage | 2 | EM | Electricity and Magnetism | 7 | EM/HV | High voltage and current | 22 | 8 | High voltage and current | 49 | 1 | https://www.bipm.org/api/kcdb/referenceData/individualService?subServiceId=49
High voltage impedance | 2 | EM | Electricity and Magnetism | 7 | EM/HV | High voltage and current | 22 | 8 | High voltage and current | 50 | 2 | https://www.bipm.org/api/kcdb/referenceData/individualService?subServiceId=50
Pulsed high voltage and current | 2 | EM | Electricity and Magnetism | 7 | EM/HV | High voltage and current | 22 | 8 | High voltage and current | 52 | 4 | https://www.bipm.org/api/kcdb/referenceData/individualService?subServiceId=52
AC resistance | 2 | EM | Electricity and Magnetism | 8 | EM/Imped | Impedance up to the MHz range | 23 | 4 | Impedance (up to the MHz range) | 56 | 1 | https://www.bipm.org/api/kcdb/referenceData/individualService?subServiceId=56
Capacitance | 2 | EM | Electricity and Magnetism | 8 | EM/Imped | Impedance up to the MHz range | 23 | 4 | Impedance (up to the MHz range) | 57 | 2 | https://www.bipm.org/api/kcdb/referenceData/individualService?subServiceId=57
Inductance | 2 | EM | Electricity and Magnetism | 8 | EM/Imped | Impedance up to the MHz range | 23 | 4 | Impedance (up to the MHz range) | 58 | 3 | https://www.bipm.org/api/kcdb/referenceData/individualService?subServiceId=58
Dielectric properties | 2 | EM | Electricity and Magnetism | 9 | EM/Mater | Materials | 24 | 12 | Measurements on materials | 60 | 2 | https://www.bipm.org/api/kcdb/referenceData/individualService?subServiceId=60
Electrical conductivity | 2 | EM | Electricity and Magnetism | 9 | EM/Mater | Materials | 24 | 12 | Measurements on materials | 59 | 1 | https://www.bipm.org/api/kcdb/referenceData/individualService?subServiceId=59
Feebly magnetic, paramagnetic and diamagnetic material | 2 | EM | Electricity and Magnetism | 9 | EM/Mater | Materials | 24 | 12 | Measurements on materials | 63 | 5 | https://www.bipm.org/api/kcdb/referenceData/individualService?subServiceId=63
Hard magnetic material | 2 | EM | Electricity and Magnetism | 9 | EM/Mater | Materials | 24 | 12 | Measurements on materials | 64 | 6 | https://www.bipm.org/api/kcdb/referenceData/individualService?subServiceId=64
Magnetic data storage media | 2 | EM | Electricity and Magnetism | 9 | EM/Mater | Materials | 24 | 12 | Measurements on materials | 65 | 7 | https://www.bipm.org/api/kcdb/referenceData/individualService?subServiceId=65
Soft magnetic bulk material | 2 | EM | Electricity and Magnetism | 9 | EM/Mater | Materials | 24 | 12 | Measurements on materials | 62 | 4 | https://www.bipm.org/api/kcdb/referenceData/individualService?subServiceId=62
Soft magnetic sheet and powder materials | 2 | EM | Electricity and Magnetism | 9 | EM/Mater | Materials | 24 | 12 | Measurements on materials | 61 | 3 | https://www.bipm.org/api/kcdb/referenceData/individualService?subServiceId=61
Current and voltage waveform | 2 | EM | Electricity and Magnetism | 10 | EM/OtherDC | Other DC and low frequency measurements | 25 | 9 | Other DC and low frequency measurements | 68 | 3 | https://www.bipm.org/api/kcdb/referenceData/individualService?subServiceId=68
Electric charge | 2 | EM | Electricity and Magnetism | 10 | EM/OtherDC | Other DC and low frequency measurements | 25 | 9 | Other DC and low frequency measurements | 66 | 1 | https://www.bipm.org/api/kcdb/referenceData/individualService?subServiceId=66
Phase angle | 2 | EM | Electricity and Magnetism | 10 | EM/OtherDC | Other DC and low frequency measurements | 25 | 9 | Other DC and low frequency measurements | 67 | 2 | https://www.bipm.org/api/kcdb/referenceData/individualService?subServiceId=67
Antenna properties | 2 | EM | Electricity and Magnetism | 11 | EM/RF | Radio frequency measurements | 26 | 11 | Radio frequency measurements | 73 | 5 | https://www.bipm.org/api/kcdb/referenceData/individualService?subServiceId=73
Lumped impedance - admittance | 2 | EM | Electricity and Magnetism | 11 | EM/RF | Radio frequency measurements | 26 | 11 | Radio frequency measurements | 76 | 8 | https://www.bipm.org/api/kcdb/referenceData/individualService?subServiceId=76
Noise | 2 | EM | Electricity and Magnetism | 11 | EM/RF | Radio frequency measurements | 26 | 11 | Radio frequency measurements | 72 | 4 | https://www.bipm.org/api/kcdb/referenceData/individualService?subServiceId=72
RF characteristic impedance | 2 | EM | Electricity and Magnetism | 11 | EM/RF | Radio frequency measurements | 26 | 11 | Radio frequency measurements | 77 | 9 | https://www.bipm.org/api/kcdb/referenceData/individualService?subServiceId=77
RF power | 2 | EM | Electricity and Magnetism | 11 | EM/RF | Radio frequency measurements | 26 | 11 | Radio frequency measurements | 69 | 1 | https://www.bipm.org/api/kcdb/referenceData/individualService?subServiceId=69
RF voltage and current | 2 | EM | Electricity and Magnetism | 11 | EM/RF | Radio frequency measurements | 26 | 11 | Radio frequency measurements | 75 | 7 | https://www.bipm.org/api/kcdb/referenceData/individualService?subServiceId=75
Scalar RF reflection coef. and attenuation | 2 | EM | Electricity and Magnetism | 11 | EM/RF | Radio frequency measurements | 26 | 11 | Radio frequency measurements | 70 | 2 | https://www.bipm.org/api/kcdb/referenceData/individualService?subServiceId=70
Scattering parameters (vectors) | 2 | EM | Electricity and Magnetism | 11 | EM/RF | Radio frequency measurements | 26 | 11 | Radio frequency measurements | 71 | 3 | https://www.bipm.org/api/kcdb/referenceData/individualService?subServiceId=71
Signal and pulse characteristics | 2 | EM | Electricity and Magnetism | 11 | EM/RF | Radio frequency measurements | 26 | 11 | Radio frequency measurements | 74 | 6 | https://www.bipm.org/api/kcdb/referenceData/individualService?subServiceId=74
Angle artefacts | 3 | L | Length | 12 | L/DimMet | Dimensional metrology | 28 | 3 | Angle | 85 | 4 | https://www.bipm.org/api/kcdb/referenceData/individualService?subServiceId=85
Angle by circle dividers | 3 | L | Length | 12 | L/DimMet | Dimensional metrology | 28 | 3 | Angle | 82 | 1 | https://www.bipm.org/api/kcdb/referenceData/individualService?subServiceId=82
Angle instruments | 3 | L | Length | 12 | L/DimMet | Dimensional metrology | 28 | 3 | Angle | 84 | 3 | https://www.bipm.org/api/kcdb/referenceData/individualService?subServiceId=84
Angle prisms | 3 | L | Length | 12 | L/DimMet | Dimensional metrology | 28 | 3 | Angle | 86 | 5 | https://www.bipm.org/api/kcdb/referenceData/individualService?subServiceId=86
Small-angle generators | 3 | L | Length | 12 | L/DimMet | Dimensional metrology | 28 | 3 | Angle | 83 | 2 | https://www.bipm.org/api/kcdb/referenceData/individualService?subServiceId=83
Coordinate Measuring Machine (CMM) artefacts | 3 | L | Length | 12 | L/DimMet | Dimensional metrology | 30 | 5 | Complex geometry | 95 | 4 | https://www.bipm.org/api/kcdb/referenceData/individualService?subServiceId=95
Gear standards | 3 | L | Length | 12 | L/DimMet | Dimensional metrology | 30 | 5 | Complex geometry | 94 | 3 | https://www.bipm.org/api/kcdb/referenceData/individualService?subServiceId=94
Hardness | 3 | L | Length | 12 | L/DimMet | Dimensional metrology | 30 | 5 | Complex geometry | 97 | 6 | https://www.bipm.org/api/kcdb/referenceData/individualService?subServiceId=97
Screw standards | 3 | L | Length | 12 | L/DimMet | Dimensional metrology | 30 | 5 | Complex geometry | 93 | 2 | https://www.bipm.org/api/kcdb/referenceData/individualService?subServiceId=93
Surface texture standards | 3 | L | Length | 12 | L/DimMet | Dimensional metrology | 30 | 5 | Complex geometry | 92 | 1 | https://www.bipm.org/api/kcdb/referenceData/individualService?subServiceId=92
Two-dimension and three-dimension instruments | 3 | L | Length | 12 | L/DimMet | Dimensional metrology | 30 | 5 | Complex geometry | 96 | 5 | https://www.bipm.org/api/kcdb/referenceData/individualService?subServiceId=96
Cylindricity standards | 3 | L | Length | 12 | L/DimMet | Dimensional metrology | 29 | 4 | Form | 90 | 4 | https://www.bipm.org/api/kcdb/referenceData/individualService?subServiceId=90
Flatness standards | 3 | L | Length | 12 | L/DimMet | Dimensional metrology | 29 | 4 | Form | 87 | 1 | https://www.bipm.org/api/kcdb/referenceData/individualService?subServiceId=87
Optical standards | 3 | L | Length | 12 | L/DimMet | Dimensional metrology | 29 | 4 | Form | 91 | 5 | https://www.bipm.org/api/kcdb/referenceData/individualService?subServiceId=91
Roundness standards | 3 | L | Length | 12 | L/DimMet | Dimensional metrology | 29 | 4 | Form | 88 | 2 | https://www.bipm.org/api/kcdb/referenceData/individualService?subServiceId=88
Straightness standards | 3 | L | Length | 12 | L/DimMet | Dimensional metrology | 29 | 4 | Form | 89 | 3 | https://www.bipm.org/api/kcdb/referenceData/individualService?subServiceId=89
Diameter standards | 3 | L | Length | 12 | L/DimMet | Dimensional metrology | 27 | 2 | Linear dimensions | 81 | 4 | https://www.bipm.org/api/kcdb/referenceData/individualService?subServiceId=81
End standards | 3 | L | Length | 12 | L/DimMet | Dimensional metrology | 27 | 2 | Linear dimensions | 79 | 2 | https://www.bipm.org/api/kcdb/referenceData/individualService?subServiceId=79
Length instruments | 3 | L | Length | 12 | L/DimMet | Dimensional metrology | 27 | 2 | Linear dimensions | 78 | 1 | https://www.bipm.org/api/kcdb/referenceData/individualService?subServiceId=78
Line standards | 3 | L | Length | 12 | L/DimMet | Dimensional metrology | 27 | 2 | Linear dimensions | 80 | 3 | https://www.bipm.org/api/kcdb/referenceData/individualService?subServiceId=80
Standards of 1D Dimensions | 3 | L | Length | 12 | L/DimMet | Dimensional metrology | 27 | 2 | Linear dimensions | 256 | 5 | https://www.bipm.org/api/kcdb/referenceData/individualService?subServiceId=256
Hand instruments | 3 | L | Length | 12 | L/DimMet | Dimensional metrology | 31 | 6 | Various dimensional | 98 | 1 | https://www.bipm.org/api/kcdb/referenceData/individualService?subServiceId=98
Layer thickness | 3 | L | Length | 12 | L/DimMet | Dimensional metrology | 31 | 6 | Various dimensional | 103 | 6 | https://www.bipm.org/api/kcdb/referenceData/individualService?subServiceId=103
Long distance | 3 | L | Length | 12 | L/DimMet | Dimensional metrology | 31 | 6 | Various dimensional | 101 | 4 | https://www.bipm.org/api/kcdb/referenceData/individualService?subServiceId=101
Not attributed 1 | 3 | L | Length | 12 | L/DimMet | Dimensional metrology | 31 | 6 | Various dimensional | 104 | 7 | https://www.bipm.org/api/kcdb/referenceData/individualService?subServiceId=104
Pressure artefacts | 3 | L | Length | 12 | L/DimMet | Dimensional metrology | 31 | 6 | Various dimensional | 99 | 2 | https://www.bipm.org/api/kcdb/referenceData/individualService?subServiceId=99
Reference materials | 3 | L | Length | 12 | L/DimMet | Dimensional metrology | 31 | 6 | Various dimensional | 102 | 5 | https://www.bipm.org/api/kcdb/referenceData/individualService?subServiceId=102
Thermal expansivity | 3 | L | Length | 12 | L/DimMet | Dimensional metrology | 31 | 6 | Various dimensional | 100 | 3 | https://www.bipm.org/api/kcdb/referenceData/individualService?subServiceId=100
Lamp radiations | 3 | L | Length | 13 | L/Laser | Laser frequencies | 32 | 1 | Radiations of the mise en pratique | 106 | 2 | https://www.bipm.org/api/kcdb/referenceData/individualService?subServiceId=106
Laser radiations | 3 | L | Length | 13 | L/Laser | Laser frequencies | 32 | 1 | Radiations of the mise en pratique | 105 | 1 | https://www.bipm.org/api/kcdb/referenceData/individualService?subServiceId=105
Density of liquid | 4 | M | Mass and related quantities | 14 | M/Dens | Density | 33 | 2 | Density | 108 | 2 | https://www.bipm.org/api/kcdb/referenceData/individualService?subServiceId=108
Density of solid | 4 | M | Mass and related quantities | 14 | M/Dens | Density | 33 | 2 | Density | 107 | 1 | https://www.bipm.org/api/kcdb/referenceData/individualService?subServiceId=107
Refractive index of liquid | 4 | M | Mass and related quantities | 14 | M/Dens | Density | 33 | 2 | Density | 109 | 3 | https://www.bipm.org/api/kcdb/referenceData/individualService?subServiceId=109
Fluid flow | 4 | M | Mass and related quantities | 15 | M/FF | Fluid flow | 34 | 9 | Fluid flow | 110 | 10 | https://www.bipm.org/api/kcdb/referenceData/individualService?subServiceId=110
Compression | 4 | M | Mass and related quantities | 16 | M/Force | Force | 35 | 4 | Force | 112 | 2 | https://www.bipm.org/api/kcdb/referenceData/individualService?subServiceId=112
Tension | 4 | M | Mass and related quantities | 16 | M/Force | Force | 35 | 4 | Force | 111 | 1 | https://www.bipm.org/api/kcdb/referenceData/individualService?subServiceId=111
Tension and compression | 4 | M | Mass and related quantities | 16 | M/Force | Force | 35 | 4 | Force | 113 | 3 | https://www.bipm.org/api/kcdb/referenceData/individualService?subServiceId=113
Gravity | 4 | M | Mass and related quantities | 37 | M/Gra | Gravity | 41 | 8 | Gravity | 124 | 1 | https://www.bipm.org/api/kcdb/referenceData/individualService?subServiceId=124
Hardness | 4 | M | Mass and related quantities | 36 | M/Har | Hardness | 40 | 7 | Hardness | 123 | 1 | https://www.bipm.org/api/kcdb/referenceData/individualService?subServiceId=123
Mass standard | 4 | M | Mass and related quantities | 17 | M/Mass | Mass, mass standards | 36 | 1 | Mass | 114 | 1 | https://www.bipm.org/api/kcdb/referenceData/individualService?subServiceId=114
Absolute pressure | 4 | M | Mass and related quantities | 18 | M/Pres | Pressure | 37 | 3 | Pressure | 115 | 1 | https://www.bipm.org/api/kcdb/referenceData/individualService?subServiceId=115
Differential pressure | 4 | M | Mass and related quantities | 18 | M/Pres | Pressure | 37 | 3 | Pressure | 117 | 3 | https://www.bipm.org/api/kcdb/referenceData/individualService?subServiceId=117
Dynamic pressure | 4 | M | Mass and related quantities | 18 | M/Pres | Pressure | 37 | 3 | Pressure | 118 | 4 | https://www.bipm.org/api/kcdb/referenceData/individualService?subServiceId=118
Gauge pressure | 4 | M | Mass and related quantities | 18 | M/Pres | Pressure | 37 | 3 | Pressure | 116 | 2 | https://www.bipm.org/api/kcdb/referenceData/individualService?subServiceId=116
Torque | 4 | M | Mass and related quantities | 19 | M/Tor | Torque | 38 | 5 | Torque | 119 | 1 | https://www.bipm.org/api/kcdb/referenceData/individualService?subServiceId=119
Capillary viscometers | 4 | M | Mass and related quantities | 35 | M/Vis | Viscosity | 39 | 6 | Viscosity | 121 | 2 | https://www.bipm.org/api/kcdb/referenceData/individualService?subServiceId=121
Certified Newtonian reference liquids | 4 | M | Mass and related quantities | 35 | M/Vis | Viscosity | 39 | 6 | Viscosity | 120 | 1 | https://www.bipm.org/api/kcdb/referenceData/individualService?subServiceId=120
Viscosity measurement of Newtonian liquids | 4 | M | Mass and related quantities | 35 | M/Vis | Viscosity | 39 | 6 | Viscosity | 122 | 3 | https://www.bipm.org/api/kcdb/referenceData/individualService?subServiceId=122
Attenuation | 5 | PR | Photometry and Radiometry | 21 | PR/Fibre | Fibre optics | 45 | 7 | Fibre optics | 153 | 5 | https://www.bipm.org/api/kcdb/referenceData/individualService?subServiceId=153
Chromatic dispersion | 5 | PR | Photometry and Radiometry | 21 | PR/Fibre | Fibre optics | 45 | 7 | Fibre optics | 154 | 7 | https://www.bipm.org/api/kcdb/referenceData/individualService?subServiceId=154
Fibre Polarization mode dispersion (inactive) | 5 | PR | Photometry and Radiometry | 21 | PR/Fibre | Fibre optics | 45 | 7 | Fibre optics | 151 | 11 | https://www.bipm.org/api/kcdb/referenceData/individualService?subServiceId=151
Length | 5 | PR | Photometry and Radiometry | 21 | PR/Fibre | Fibre optics | 45 | 7 | Fibre optics | 150 | 10 | https://www.bipm.org/api/kcdb/referenceData/individualService?subServiceId=150
Modal properties | 5 | PR | Photometry and Radiometry | 21 | PR/Fibre | Fibre optics | 45 | 7 | Fibre optics | 257 | 3 | https://www.bipm.org/api/kcdb/referenceData/individualService?subServiceId=257
Polarization mode dispersion | 5 | PR | Photometry and Radiometry | 21 | PR/Fibre | Fibre optics | 45 | 7 | Fibre optics | 258 | 8 | https://www.bipm.org/api/kcdb/referenceData/individualService?subServiceId=258
Responsivity | 5 | PR | Photometry and Radiometry | 21 | PR/Fibre | Fibre optics | 45 | 7 | Fibre optics | 149 | 1 | https://www.bipm.org/api/kcdb/referenceData/individualService?subServiceId=149
Wavelength | 5 | PR | Photometry and Radiometry | 21 | PR/Fibre | Fibre optics | 45 | 7 | Fibre optics | 152 | 2 | https://www.bipm.org/api/kcdb/referenceData/individualService?subServiceId=152
Averaged luminous intensity | 5 | PR | Photometry and Radiometry | 23 | PR/Photo | Photometry | 48 | 1 | Photometry | 188 | 7 | https://www.bipm.org/api/kcdb/referenceData/individualService?subServiceId=188
Illuminance | 5 | PR | Photometry and Radiometry | 23 | PR/Photo | Photometry | 48 | 1 | Photometry | 185 | 4 | https://www.bipm.org/api/kcdb/referenceData/individualService?subServiceId=185
Illuminance responsivity | 5 | PR | Photometry and Radiometry | 23 | PR/Photo | Photometry | 48 | 1 | Photometry | 183 | 2 | https://www.bipm.org/api/kcdb/referenceData/individualService?subServiceId=183
Luminance | 5 | PR | Photometry and Radiometry | 23 | PR/Photo | Photometry | 48 | 1 | Photometry | 186 | 5 | https://www.bipm.org/api/kcdb/referenceData/individualService?subServiceId=186
Luminance responsivity | 5 | PR | Photometry and Radiometry | 23 | PR/Photo | Photometry | 48 | 1 | Photometry | 187 | 6 | https://www.bipm.org/api/kcdb/referenceData/individualService?subServiceId=187
Luminous exposure | 5 | PR | Photometry and Radiometry | 23 | PR/Photo | Photometry | 48 | 1 | Photometry | 189 | 8 | https://www.bipm.org/api/kcdb/referenceData/individualService?subServiceId=189
Luminous flux | 5 | PR | Photometry and Radiometry | 23 | PR/Photo | Photometry | 48 | 1 | Photometry | 184 | 3 | https://www.bipm.org/api/kcdb/referenceData/individualService?subServiceId=184
Luminous intensity | 5 | PR | Photometry and Radiometry | 23 | PR/Photo | Photometry | 48 | 1 | Photometry | 182 | 1 | https://www.bipm.org/api/kcdb/referenceData/individualService?subServiceId=182
Responsitivity, solar, spectral, irradiance | 5 | PR | Photometry and Radiometry | 20 | PR/Detector | Properties of detectors and sources | 42 | 2 | Properties of detectors | 127 | 11 | https://www.bipm.org/api/kcdb/referenceData/individualService?subServiceId=127
Responsivity, blackbody, total irradiance | 5 | PR | Photometry and Radiometry | 20 | PR/Detector | Properties of detectors and sources | 42 | 2 | Properties of detectors | 134 | 8 | https://www.bipm.org/api/kcdb/referenceData/individualService?subServiceId=134
Responsivity, laser, energy | 5 | PR | Photometry and Radiometry | 20 | PR/Detector | Properties of detectors and sources | 42 | 2 | Properties of detectors | 131 | 5 | https://www.bipm.org/api/kcdb/referenceData/individualService?subServiceId=131
Responsivity, laser, power | 5 | PR | Photometry and Radiometry | 20 | PR/Detector | Properties of detectors and sources | 42 | 2 | Properties of detectors | 130 | 4 | https://www.bipm.org/api/kcdb/referenceData/individualService?subServiceId=130
Responsivity, solar, irradiance | 5 | PR | Photometry and Radiometry | 20 | PR/Detector | Properties of detectors and sources | 42 | 2 | Properties of detectors | 133 | 7 | https://www.bipm.org/api/kcdb/referenceData/individualService?subServiceId=133
Responsivity, solar, power | 5 | PR | Photometry and Radiometry | 20 | PR/Detector | Properties of detectors and sources | 42 | 2 | Properties of detectors | 132 | 6 | https://www.bipm.org/api/kcdb/referenceData/individualService?subServiceId=132
Responsivity, spectral, irradiance | 5 | PR | Photometry and Radiometry | 20 | PR/Detector | Properties of detectors and sources | 42 | 2 | Properties of detectors | 128 | 2 | https://www.bipm.org/api/kcdb/referenceData/individualService?subServiceId=128
Responsivity, spectral, power | 5 | PR | Photometry and Radiometry | 20 | PR/Detector | Properties of detectors and sources | 42 | 2 | Properties of detectors | 125 | 1 | https://www.bipm.org/api/kcdb/referenceData/individualService?subServiceId=125
Responsivity, spectral, radiance | 5 | PR | Photometry and Radiometry | 20 | PR/Detector | Properties of detectors and sources | 42 | 2 | Properties of detectors | 129 | 3 | https://www.bipm.org/api/kcdb/referenceData/individualService?subServiceId=129
Responsivity, terrestrial irradiance | 5 | PR | Photometry and Radiometry | 20 | PR/Detector | Properties of detectors and sources | 42 | 2 | Properties of detectors | 260 | 12 | https://www.bipm.org/api/kcdb/referenceData/individualService?subServiceId=260
Responsivity, UV, broadband irradiance | 5 | PR | Photometry and Radiometry | 20 | PR/Detector | Properties of detectors and sources | 42 | 2 | Properties of detectors | 135 | 9 | https://www.bipm.org/api/kcdb/referenceData/individualService?subServiceId=135
Responsivity, UV, broadband radiant exposure | 5 | PR | Photometry and Radiometry | 20 | PR/Detector | Properties of detectors and sources | 42 | 2 | Properties of detectors | 126 | 10 | https://www.bipm.org/api/kcdb/referenceData/individualService?subServiceId=126
Irradiance, spectral | 5 | PR | Photometry and Radiometry | 20 | PR/Detector | Properties of detectors and sources | 43 | 3 | Spectral emission properties of sources | 136 | 1 | https://www.bipm.org/api/kcdb/referenceData/individualService?subServiceId=136
Power, spectral total radiant | 5 | PR | Photometry and Radiometry | 20 | PR/Detector | Properties of detectors and sources | 43 | 3 | Spectral emission properties of sources | 138 | 3 | https://www.bipm.org/api/kcdb/referenceData/individualService?subServiceId=138
Radiance, spectral | 5 | PR | Photometry and Radiometry | 20 | PR/Detector | Properties of detectors and sources | 43 | 3 | Spectral emission properties of sources | 137 | 2 | https://www.bipm.org/api/kcdb/referenceData/individualService?subServiceId=137
Radiant flux, spectral | 5 | PR | Photometry and Radiometry | 20 | PR/Detector | Properties of detectors and sources | 43 | 3 | Spectral emission properties of sources | 140 | 5 | https://www.bipm.org/api/kcdb/referenceData/individualService?subServiceId=140
Radiant intensity, spectral | 5 | PR | Photometry and Radiometry | 20 | PR/Detector | Properties of detectors and sources | 43 | 3 | Spectral emission properties of sources | 139 | 4 | https://www.bipm.org/api/kcdb/referenceData/individualService?subServiceId=139
Chromaticity response | 5 | PR | Photometry and Radiometry | 20 | PR/Detector | Properties of detectors and sources | 44 | 5 | Spectral.-int. meas. for sources and detectors | 145 | 5 | https://www.bipm.org/api/kcdb/referenceData/individualService?subServiceId=145
Colour rendering, Ra | 5 | PR | Photometry and Radiometry | 20 | PR/Detector | Properties of detectors and sources | 44 | 5 | Spectral.-int. meas. for sources and detectors | 146 | 6 | https://www.bipm.org/api/kcdb/referenceData/individualService?subServiceId=146
Colour, emitted | 5 | PR | Photometry and Radiometry | 20 | PR/Detector | Properties of detectors and sources | 44 | 5 | Spectral.-int. meas. for sources and detectors | 144 | 4 | https://www.bipm.org/api/kcdb/referenceData/individualService?subServiceId=144
Correlated colour temperature | 5 | PR | Photometry and Radiometry | 20 | PR/Detector | Properties of detectors and sources | 44 | 5 | Spectral.-int. meas. for sources and detectors | 142 | 2 | https://www.bipm.org/api/kcdb/referenceData/individualService?subServiceId=142
Correlated colour temperature response | 5 | PR | Photometry and Radiometry | 20 | PR/Detector | Properties of detectors and sources | 44 | 5 | Spectral.-int. meas. for sources and detectors | 143 | 3 | https://www.bipm.org/api/kcdb/referenceData/individualService?subServiceId=143
Distribution temperature | 5 | PR | Photometry and Radiometry | 20 | PR/Detector | Properties of detectors and sources | 44 | 5 | Spectral.-int. meas. for sources and detectors | 141 | 1 | https://www.bipm.org/api/kcdb/referenceData/individualService?subServiceId=141
Radiance, total | 5 | PR | Photometry and Radiometry | 20 | PR/Detector | Properties of detectors and sources | 44 | 5 | Spectral.-int. meas. for sources and detectors | 147 | 7 | https://www.bipm.org/api/kcdb/referenceData/individualService?subServiceId=147
Radiant flux, total | 5 | PR | Photometry and Radiometry | 20 | PR/Detector | Properties of detectors and sources | 44 | 5 | Spectral.-int. meas. for sources and detectors | 148 | 8 | https://www.bipm.org/api/kcdb/referenceData/individualService?subServiceId=148
Colour, surface, Lab | 5 | PR | Photometry and Radiometry | 22 | PR/Mater | Properties of materials | 47 | 6 | Colour and other spectral.-int. meas. of materials | 175 | 2 | https://www.bipm.org/api/kcdb/referenceData/individualService?subServiceId=175
Colour, surface, x, y, Y | 5 | PR | Photometry and Radiometry | 22 | PR/Mater | Properties of materials | 47 | 6 | Colour and other spectral.-int. meas. of materials | 172 | 1 | https://www.bipm.org/api/kcdb/referenceData/individualService?subServiceId=172
Colour, transmitted, Lab | 5 | PR | Photometry and Radiometry | 22 | PR/Mater | Properties of materials | 47 | 6 | Colour and other spectral.-int. meas. of materials | 177 | 4 | https://www.bipm.org/api/kcdb/referenceData/individualService?subServiceId=177
Colour, transmitted, x, y, Y | 5 | PR | Photometry and Radiometry | 22 | PR/Mater | Properties of materials | 47 | 6 | Colour and other spectral.-int. meas. of materials | 176 | 3 | https://www.bipm.org/api/kcdb/referenceData/individualService?subServiceId=176
Gloss | 5 | PR | Photometry and Radiometry | 22 | PR/Mater | Properties of materials | 47 | 6 | Colour and other spectral.-int. meas. of materials | 179 | 6 | https://www.bipm.org/api/kcdb/referenceData/individualService?subServiceId=179
Haze | 5 | PR | Photometry and Radiometry | 22 | PR/Mater | Properties of materials | 47 | 6 | Colour and other spectral.-int. meas. of materials | 180 | 7 | https://www.bipm.org/api/kcdb/referenceData/individualService?subServiceId=180
Luminance coefficient | 5 | PR | Photometry and Radiometry | 22 | PR/Mater | Properties of materials | 47 | 6 | Colour and other spectral.-int. meas. of materials | 173 | 10 | https://www.bipm.org/api/kcdb/referenceData/individualService?subServiceId=173
Luminance factor | 5 | PR | Photometry and Radiometry | 22 | PR/Mater | Properties of materials | 47 | 6 | Colour and other spectral.-int. meas. of materials | 181 | 9 | https://www.bipm.org/api/kcdb/referenceData/individualService?subServiceId=181
Retroreflectance | 5 | PR | Photometry and Radiometry | 22 | PR/Mater | Properties of materials | 47 | 6 | Colour and other spectral.-int. meas. of materials | 178 | 5 | https://www.bipm.org/api/kcdb/referenceData/individualService?subServiceId=178
Whiteness | 5 | PR | Photometry and Radiometry | 22 | PR/Mater | Properties of materials | 47 | 6 | Colour and other spectral.-int. meas. of materials | 174 | 12 | https://www.bipm.org/api/kcdb/referenceData/individualService?subServiceId=174
Absorbance, diffuse, spectral | 5 | PR | Photometry and Radiometry | 22 | PR/Mater | Properties of materials | 46 | 4 | Spectral properties of materials | 167 | 4 | https://www.bipm.org/api/kcdb/referenceData/individualService?subServiceId=167
Absorbance, regular, spectral | 5 | PR | Photometry and Radiometry | 22 | PR/Mater | Properties of materials | 46 | 4 | Spectral properties of materials | 166 | 3 | https://www.bipm.org/api/kcdb/referenceData/individualService?subServiceId=166
Angle of rotation of polarization plane, spectral | 5 | PR | Photometry and Radiometry | 22 | PR/Mater | Properties of materials | 46 | 4 | Spectral properties of materials | 163 | 17 | https://www.bipm.org/api/kcdb/referenceData/individualService?subServiceId=163
BRDF | 5 | PR | Photometry and Radiometry | 22 | PR/Mater | Properties of materials | 46 | 4 | Spectral properties of materials | 157 | 11 | https://www.bipm.org/api/kcdb/referenceData/individualService?subServiceId=157
Ellipsometric angles phi, delta, spectral | 5 | PR | Photometry and Radiometry | 22 | PR/Mater | Properties of materials | 46 | 4 | Spectral properties of materials | 164 | 18 | https://www.bipm.org/api/kcdb/referenceData/individualService?subServiceId=164
Emissivity | 5 | PR | Photometry and Radiometry | 22 | PR/Mater | Properties of materials | 46 | 4 | Spectral properties of materials | 171 | 9 | https://www.bipm.org/api/kcdb/referenceData/individualService?subServiceId=171
Emittance, spectral | 5 | PR | Photometry and Radiometry | 22 | PR/Mater | Properties of materials | 46 | 4 | Spectral properties of materials | 156 | 10 | https://www.bipm.org/api/kcdb/referenceData/individualService?subServiceId=156
Luminescent radiance factor | 5 | PR | Photometry and Radiometry | 22 | PR/Mater | Properties of materials | 46 | 4 | Spectral properties of materials | 160 | 14 | https://www.bipm.org/api/kcdb/referenceData/individualService?subServiceId=160
Radiance factor | 5 | PR | Photometry and Radiometry | 22 | PR/Mater | Properties of materials | 46 | 4 | Spectral properties of materials | 159 | 13 | https://www.bipm.org/api/kcdb/referenceData/individualService?subServiceId=159
Reflectance factor | 5 | PR | Photometry and Radiometry | 22 | PR/Mater | Properties of materials | 46 | 4 | Spectral properties of materials | 158 | 12 | https://www.bipm.org/api/kcdb/referenceData/individualService?subServiceId=158
Reflectance, diffuse, spectral | 5 | PR | Photometry and Radiometry | 22 | PR/Mater | Properties of materials | 46 | 4 | Spectral properties of materials | 168 | 5 | https://www.bipm.org/api/kcdb/referenceData/individualService?subServiceId=168
Reflectance, hemispherical, spectral | 5 | PR | Photometry and Radiometry | 22 | PR/Mater | Properties of materials | 46 | 4 | Spectral properties of materials | 170 | 7 | https://www.bipm.org/api/kcdb/referenceData/individualService?subServiceId=170
Reflectance, regular, spectral | 5 | PR | Photometry and Radiometry | 22 | PR/Mater | Properties of materials | 46 | 4 | Spectral properties of materials | 169 | 6 | https://www.bipm.org/api/kcdb/referenceData/individualService?subServiceId=169
Refractive index, spectral | 5 | PR | Photometry and Radiometry | 22 | PR/Mater | Properties of materials | 46 | 4 | Spectral properties of materials | 162 | 16 | https://www.bipm.org/api/kcdb/referenceData/individualService?subServiceId=162
Transmittance, diffuse, spectral | 5 | PR | Photometry and Radiometry | 22 | PR/Mater | Properties of materials | 46 | 4 | Spectral properties of materials | 165 | 2 | https://www.bipm.org/api/kcdb/referenceData/individualService?subServiceId=165
Transmittance, regular, spectral | 5 | PR | Photometry and Radiometry | 22 | PR/Mater | Properties of materials | 46 | 4 | Spectral properties of materials | 155 | 1 | https://www.bipm.org/api/kcdb/referenceData/individualService?subServiceId=155
Wavelength | 5 | PR | Photometry and Radiometry | 22 | PR/Mater | Properties of materials | 46 | 4 | Spectral properties of materials | 161 | 15 | https://www.bipm.org/api/kcdb/referenceData/individualService?subServiceId=161
Dew-point generators | 6 | T | Thermometry | 24 | T/H | Humidity | 50 | 4 | Dynamic generators | 194 | 1 | https://www.bipm.org/api/kcdb/referenceData/individualService?subServiceId=194
Flow mixing | 6 | T | Thermometry | 24 | T/H | Humidity | 50 | 4 | Dynamic generators | 196 | 3 | https://www.bipm.org/api/kcdb/referenceData/individualService?subServiceId=196
Permeation tube, diffusion tube | 6 | T | Thermometry | 24 | T/H | Humidity | 50 | 4 | Dynamic generators | 197 | 4 | https://www.bipm.org/api/kcdb/referenceData/individualService?subServiceId=197
Relative humidity generators | 6 | T | Thermometry | 24 | T/H | Humidity | 50 | 4 | Dynamic generators | 195 | 2 | https://www.bipm.org/api/kcdb/referenceData/individualService?subServiceId=195
Dew-point hygrometers | 6 | T | Thermometry | 24 | T/H | Humidity | 49 | 3 | Hygrometers | 190 | 1 | https://www.bipm.org/api/kcdb/referenceData/individualService?subServiceId=190
Other hygrometers | 6 | T | Thermometry | 24 | T/H | Humidity | 49 | 3 | Hygrometers | 193 | 4 | https://www.bipm.org/api/kcdb/referenceData/individualService?subServiceId=193
Psychrometers | 6 | T | Thermometry | 24 | T/H | Humidity | 49 | 3 | Hygrometers | 191 | 2 | https://www.bipm.org/api/kcdb/referenceData/individualService?subServiceId=191
Relative humidity sensors | 6 | T | Thermometry | 24 | T/H | Humidity | 49 | 3 | Hygrometers | 192 | 3 | https://www.bipm.org/api/kcdb/referenceData/individualService?subServiceId=192
Reference gases | 6 | T | Thermometry | 24 | T/H | Humidity | 51 | 5 | Static generators | 199 | 2 | https://www.bipm.org/api/kcdb/referenceData/individualService?subServiceId=199
Salt solutions (saturated, unsaturated) | 6 | T | Thermometry | 24 | T/H | Humidity | 51 | 5 | Static generators | 198 | 1 | https://www.bipm.org/api/kcdb/referenceData/individualService?subServiceId=198
Complete apparatus realizing fixed-points | 6 | T | Thermometry | 25 | T/T | Temperature | 52 | 1 | Items for defining ITS-90 | 201 | 2 | https://www.bipm.org/api/kcdb/referenceData/individualService?subServiceId=201
Primary fixed-point cells | 6 | T | Thermometry | 25 | T/T | Temperature | 52 | 1 | Items for defining ITS-90 | 200 | 1 | https://www.bipm.org/api/kcdb/referenceData/individualService?subServiceId=200
Standard platinum resistance therm. (SPRTs) | 6 | T | Thermometry | 25 | T/T | Temperature | 52 | 1 | Items for defining ITS-90 | 202 | 3 | https://www.bipm.org/api/kcdb/referenceData/individualService?subServiceId=202
Standard radiation thermometers | 6 | T | Thermometry | 25 | T/T | Temperature | 52 | 1 | Items for defining ITS-90 | 203 | 4 | https://www.bipm.org/api/kcdb/referenceData/individualService?subServiceId=203
Liquid-in-glass thermometers | 6 | T | Thermometry | 25 | T/T | Temperature | 53 | 2 | Items for disseminating ITS-90 and PLTS 2000 | 207 | 4 | https://www.bipm.org/api/kcdb/referenceData/individualService?subServiceId=207
Other measurement services | 6 | T | Thermometry | 25 | T/T | Temperature | 53 | 2 | Items for disseminating ITS-90 and PLTS 2000 | 211 | 8 | https://www.bipm.org/api/kcdb/referenceData/individualService?subServiceId=211
Other thermometers | 6 | T | Thermometry | 25 | T/T | Temperature | 53 | 2 | Items for disseminating ITS-90 and PLTS 2000 | 209 | 6 | https://www.bipm.org/api/kcdb/referenceData/individualService?subServiceId=209
Radiation thermometry | 6 | T | Thermometry | 25 | T/T | Temperature | 53 | 2 | Items for disseminating ITS-90 and PLTS 2000 | 208 | 5 | https://www.bipm.org/api/kcdb/referenceData/individualService?subServiceId=208
Resistance thermometers | 6 | T | Thermometry | 25 | T/T | Temperature | 53 | 2 | Items for disseminating ITS-90 and PLTS 2000 | 205 | 2 | https://www.bipm.org/api/kcdb/referenceData/individualService?subServiceId=205
Secondary fixed-point cells and apparatus | 6 | T | Thermometry | 25 | T/T | Temperature | 53 | 2 | Items for disseminating ITS-90 and PLTS 2000 | 204 | 1 | https://www.bipm.org/api/kcdb/referenceData/individualService?subServiceId=204
Temperature sensors with display unit | 6 | T | Thermometry | 25 | T/T | Temperature | 53 | 2 | Items for disseminating ITS-90 and PLTS 2000 | 210 | 7 | https://www.bipm.org/api/kcdb/referenceData/individualService?subServiceId=210
Thermocouples | 6 | T | Thermometry | 25 | T/T | Temperature | 53 | 2 | Items for disseminating ITS-90 and PLTS 2000 | 206 | 3 | https://www.bipm.org/api/kcdb/referenceData/individualService?subServiceId=206
Radiation thermometry | 6 | T | Thermometry | 25 | T/T | Temperature | 64 | 7 | Items used for disseminating thermodynamic temperature | 259 | 1 | https://www.bipm.org/api/kcdb/referenceData/individualService?subServiceId=259
Caloric property | 6 | T | Thermometry | 26 | T/TQ | Thermophysical quantities | 54 | 6 | Thermophysical quantities | 213 | 2 | https://www.bipm.org/api/kcdb/referenceData/individualService?subServiceId=213
Radiative property | 6 | T | Thermometry | 26 | T/TQ | Thermophysical quantities | 54 | 6 | Thermophysical quantities | 214 | 3 | https://www.bipm.org/api/kcdb/referenceData/individualService?subServiceId=214
Thermal transport property | 6 | T | Thermometry | 26 | T/TQ | Thermophysical quantities | 54 | 6 | Thermophysical quantities | 212 | 1 | https://www.bipm.org/api/kcdb/referenceData/individualService?subServiceId=212
Thermo-mechanical property | 6 | T | Thermometry | 26 | T/TQ | Thermophysical quantities | 54 | 6 | Thermophysical quantities | 215 | 4 | https://www.bipm.org/api/kcdb/referenceData/individualService?subServiceId=215
Frequency meter | 7 | TF | Time and Frequency | 27 | TF/F | Frequency | 55 | 2 | Frequency | 218 | 3 | https://www.bipm.org/api/kcdb/referenceData/individualService?subServiceId=218
General frequency source | 7 | TF | Time and Frequency | 27 | TF/F | Frequency | 55 | 2 | Frequency | 217 | 2 | https://www.bipm.org/api/kcdb/referenceData/individualService?subServiceId=217
Standard frequency source | 7 | TF | Time and Frequency | 27 | TF/F | Frequency | 55 | 2 | Frequency | 216 | 1 | https://www.bipm.org/api/kcdb/referenceData/individualService?subServiceId=216
Period meter | 7 | TF | Time and Frequency | 28 | TF/TI | Time interval | 56 | 3 | Time interval | 221 | 3 | https://www.bipm.org/api/kcdb/referenceData/individualService?subServiceId=221
Period source | 7 | TF | Time and Frequency | 28 | TF/TI | Time interval | 56 | 3 | Time interval | 219 | 1 | https://www.bipm.org/api/kcdb/referenceData/individualService?subServiceId=219
Time interval meter | 7 | TF | Time and Frequency | 28 | TF/TI | Time interval | 56 | 3 | Time interval | 222 | 4 | https://www.bipm.org/api/kcdb/referenceData/individualService?subServiceId=222
Time interval source | 7 | TF | Time and Frequency | 28 | TF/TI | Time interval | 56 | 3 | Time interval | 220 | 2 | https://www.bipm.org/api/kcdb/referenceData/individualService?subServiceId=220
Local clock | 7 | TF | Time and Frequency | 29 | TF/TSD | Time scale difference | 57 | 1 | Time scale difference | 223 | 1 | https://www.bipm.org/api/kcdb/referenceData/individualService?subServiceId=223
Remote clock | 7 | TF | Time and Frequency | 29 | TF/TSD | Time scale difference | 57 | 1 | Time scale difference | 224 | 2 | https://www.bipm.org/api/kcdb/referenceData/individualService?subServiceId=224

## individualservice
to refresh: select a cell in the table below and then select "data -> refresh" (n.b.b the "refresh all doesn't apply to this table
value_individualservice | id_area | label_area | value_area | id_branch | label_branch | value_branch | id_service | label_service | value_service | id_subservice | label_subservice | value_subservice | id_individualservice | label_individualservice
Air-conduction response level | 1 | AUV | Acoustics, Ultrasound, Vibration | 1 | AUV/A | Sound in air | 6 | 6 | Audiometers | 12 | 1 | Response of audiometers | 24 | 1
Bone-conduction response level | 1 | AUV | Acoustics, Ultrasound, Vibration | 1 | AUV/A | Sound in air | 6 | 6 | Audiometers | 12 | 1 | Response of audiometers | 25 | 2
Modulus of voltage sensitivity | 1 | AUV | Acoustics, Ultrasound, Vibration | 1 | AUV/A | Sound in air | 4 | 4 | Ear simulators | 10 | 4 | Impedance head force measuring chain | 20 | 1
Phase shift of voltage sensitivity | 1 | AUV | Acoustics, Ultrasound, Vibration | 1 | AUV/A | Sound in air | 4 | 4 | Ear simulators | 10 | 4 | Impedance head force measuring chain | 21 | 2
Modulus of charge sensitivity | 1 | AUV | Acoustics, Ultrasound, Vibration | 1 | AUV/A | Sound in air | 4 | 4 | Ear simulators | 9 | 3 | Impedance head force transducer | 18 | 1
Phase shift of charge sensitivity | 1 | AUV | Acoustics, Ultrasound, Vibration | 1 | AUV/A | Sound in air | 4 | 4 | Ear simulators | 9 | 3 | Impedance head force transducer | 19 | 2
Force response level | 1 | AUV | Acoustics, Ultrasound, Vibration | 1 | AUV/A | Sound in air | 4 | 4 | Ear simulators | 8 | 2 | Mechanical couplers (air) | 16 | 1
Mechanical impedance | 1 | AUV | Acoustics, Ultrasound, Vibration | 1 | AUV/A | Sound in air | 4 | 4 | Ear simulators | 8 | 2 | Mechanical couplers (air) | 17 | 2
Acoustic impedance | 1 | AUV | Acoustics, Ultrasound, Vibration | 1 | AUV/A | Sound in air | 4 | 4 | Ear simulators | 7 | 1 | Reference couplers or artificial ears (air) | 15 | 2
System response level | 1 | AUV | Acoustics, Ultrasound, Vibration | 1 | AUV/A | Sound in air | 4 | 4 | Ear simulators | 7 | 1 | Reference couplers or artificial ears (air) | 14 | 1
Modulus | 1 | AUV | Acoustics, Ultrasound, Vibration | 1 | AUV/A | Sound in air | 1 | 1 | Measurement microphones | 3 | 3 | Diffuse field sensitivity level (air) | 6 | 1
Phase | 1 | AUV | Acoustics, Ultrasound, Vibration | 1 | AUV/A | Sound in air | 1 | 1 | Measurement microphones | 3 | 3 | Diffuse field sensitivity level (air) | 7 | 2
Modulus | 1 | AUV | Acoustics, Ultrasound, Vibration | 1 | AUV/A | Sound in air | 1 | 1 | Measurement microphones | 292 | 4 | Electrostatic actuator normalized response | 1089 | 1
Directivity | 1 | AUV | Acoustics, Ultrasound, Vibration | 1 | AUV/A | Sound in air | 1 | 1 | Measurement microphones | 2 | 2 | Free-field sensitivity level (air) | 5 | 3
Modulus | 1 | AUV | Acoustics, Ultrasound, Vibration | 1 | AUV/A | Sound in air | 1 | 1 | Measurement microphones | 2 | 2 | Free-field sensitivity level (air) | 3 | 1
Phase | 1 | AUV | Acoustics, Ultrasound, Vibration | 1 | AUV/A | Sound in air | 1 | 1 | Measurement microphones | 2 | 2 | Free-field sensitivity level (air) | 4 | 2
Modulus | 1 | AUV | Acoustics, Ultrasound, Vibration | 1 | AUV/A | Sound in air | 1 | 1 | Measurement microphones | 1 | 1 | Pressure sensitivity level (air) | 1 | 1
Phase | 1 | AUV | Acoustics, Ultrasound, Vibration | 1 | AUV/A | Sound in air | 1 | 1 | Measurement microphones | 1 | 1 | Pressure sensitivity level (air) | 2 | 2
Directivity | 1 | AUV | Acoustics, Ultrasound, Vibration | 1 | AUV/A | Sound in air | 5 | 5 | Reference sound sources | 11 | 1 | Output of reference sound sources | 23 | 2
Sound power level | 1 | AUV | Acoustics, Ultrasound, Vibration | 1 | AUV/A | Sound in air | 5 | 5 | Reference sound sources | 11 | 1 | Output of reference sound sources | 22 | 1
Sound pressure level | 1 | AUV | Acoustics, Ultrasound, Vibration | 1 | AUV/A | Sound in air | 2 | 2 | Sound calibrators | 5 | 2 | Multi-frequency sound calibrators | 9 | 1
Sound pressure level | 1 | AUV | Acoustics, Ultrasound, Vibration | 1 | AUV/A | Sound in air | 2 | 2 | Sound calibrators | 4 | 1 | Single frequency sound calibrators | 8 | 1
Diffuse field response level | 1 | AUV | Acoustics, Ultrasound, Vibration | 1 | AUV/A | Sound in air | 3 | 3 | Sound measuring instruments | 6 | 1 | Response of sound measuring instruments | 12 | 3
Free-field response level | 1 | AUV | Acoustics, Ultrasound, Vibration | 1 | AUV/A | Sound in air | 3 | 3 | Sound measuring instruments | 6 | 1 | Response of sound measuring instruments | 11 | 2
Sound intensity response level | 1 | AUV | Acoustics, Ultrasound, Vibration | 1 | AUV/A | Sound in air | 3 | 3 | Sound measuring instruments | 6 | 1 | Response of sound measuring instruments | 13 | 4
Sound pressure response level | 1 | AUV | Acoustics, Ultrasound, Vibration | 1 | AUV/A | Sound in air | 3 | 3 | Sound measuring instruments | 6 | 1 | Response of sound measuring instruments | 10 | 1
Modulus | 1 | AUV | Acoustics, Ultrasound, Vibration | 3 | AUV/W | Sound in water | 11 | 11 | Hydrophones (medical ultrasonic) | 24 | 1 | Free-field sensitivity | 53 | 1
Phase | 1 | AUV | Acoustics, Ultrasound, Vibration | 3 | AUV/W | Sound in water | 11 | 11 | Hydrophones (medical ultrasonic) | 24 | 1 | Free-field sensitivity | 54 | 2
Modulus | 1 | AUV | Acoustics, Ultrasound, Vibration | 3 | AUV/W | Sound in water | 11 | 11 | Hydrophones (medical ultrasonic) | 25 | 2 | Pressure sensitivity | 55 | 1
Phase | 1 | AUV | Acoustics, Ultrasound, Vibration | 3 | AUV/W | Sound in water | 11 | 11 | Hydrophones (medical ultrasonic) | 25 | 2 | Pressure sensitivity | 56 | 2
Modulus | 1 | AUV | Acoustics, Ultrasound, Vibration | 3 | AUV/W | Sound in water | 12 | 12 | Hydrophones (underwater acoustics) | 26 | 1 | Free-field sensitivity | 57 | 1
Phase | 1 | AUV | Acoustics, Ultrasound, Vibration | 3 | AUV/W | Sound in water | 12 | 12 | Hydrophones (underwater acoustics) | 26 | 1 | Free-field sensitivity | 58 | 2
Modulus | 1 | AUV | Acoustics, Ultrasound, Vibration | 3 | AUV/W | Sound in water | 12 | 12 | Hydrophones (underwater acoustics) | 27 | 2 | Pressure sensitivity | 59 | 1
Phase | 1 | AUV | Acoustics, Ultrasound, Vibration | 3 | AUV/W | Sound in water | 12 | 12 | Hydrophones (underwater acoustics) | 27 | 2 | Pressure sensitivity | 60 | 2
Directivity | 1 | AUV | Acoustics, Ultrasound, Vibration | 3 | AUV/W | Sound in water | 14 | 14 | Ultrasound transducer | 29 | 1 | Output from ultrasound transducer | 65 | 2
Electroacoustic radiation conductance | 1 | AUV | Acoustics, Ultrasound, Vibration | 3 | AUV/W | Sound in water | 14 | 14 | Ultrasound transducer | 29 | 1 | Output from ultrasound transducer | 64 | 1
Ultrasonic power | 1 | AUV | Acoustics, Ultrasound, Vibration | 3 | AUV/W | Sound in water | 14 | 14 | Ultrasound transducer | 29 | 1 | Output from ultrasound transducer | 66 | 3
Directivity | 1 | AUV | Acoustics, Ultrasound, Vibration | 3 | AUV/W | Sound in water | 13 | 13 | Ultrasound transducer with generator | 28 | 1 | Output from ultrasound transducer with generator | 62 | 2
Ultrasonic power | 1 | AUV | Acoustics, Ultrasound, Vibration | 3 | AUV/W | Sound in water | 13 | 13 | Ultrasound transducer with generator | 28 | 1 | Output from ultrasound transducer with generator | 61 | 1
Ultrasonic pressure | 1 | AUV | Acoustics, Ultrasound, Vibration | 3 | AUV/W | Sound in water | 13 | 13 | Ultrasound transducer with generator | 28 | 1 | Output from ultrasound transducer with generator | 63 | 3
Modulus | 1 | AUV | Acoustics, Ultrasound, Vibration | 2 | AUV/V | Vibration | 66 | 32 | Acceleration calibrator | 263 | 1 | Acceleration output | 1047 | 1
Modulus | 1 | AUV | Acoustics, Ultrasound, Vibration | 2 | AUV/V | Vibration | 66 | 32 | Acceleration calibrator | 264 | 2 | Shock output | 1048 | 1
Modulus | 1 | AUV | Acoustics, Ultrasound, Vibration | 2 | AUV/V | Vibration | 67 | 33 | Acceleration measuring chain / accelerometer | 265 | 1 | Charge sensitivity | 1049 | 1
Phase | 1 | AUV | Acoustics, Ultrasound, Vibration | 2 | AUV/V | Vibration | 67 | 33 | Acceleration measuring chain / accelerometer | 265 | 1 | Charge sensitivity | 1050 | 2
Modulus | 1 | AUV | Acoustics, Ultrasound, Vibration | 2 | AUV/V | Vibration | 67 | 33 | Acceleration measuring chain / accelerometer | 269 | 5 | Current sensitivity | 1055 | 1
Phase | 1 | AUV | Acoustics, Ultrasound, Vibration | 2 | AUV/V | Vibration | 67 | 33 | Acceleration measuring chain / accelerometer | 269 | 5 | Current sensitivity | 1056 | 2
Modulus | 1 | AUV | Acoustics, Ultrasound, Vibration | 2 | AUV/V | Vibration | 67 | 33 | Acceleration measuring chain / accelerometer | 266 | 2 | Shock charge sensitivity | 1051 | 1
Modulus | 1 | AUV | Acoustics, Ultrasound, Vibration | 2 | AUV/V | Vibration | 67 | 33 | Acceleration measuring chain / accelerometer | 270 | 6 | Shock current sensitivity | 1057 | 1
Modulus | 1 | AUV | Acoustics, Ultrasound, Vibration | 2 | AUV/V | Vibration | 67 | 33 | Acceleration measuring chain / accelerometer | 268 | 4 | Shock voltage sensitivity | 1054 | 1
Modulus | 1 | AUV | Acoustics, Ultrasound, Vibration | 2 | AUV/V | Vibration | 67 | 33 | Acceleration measuring chain / accelerometer | 267 | 3 | Voltage sensitivity | 1052 | 1
Phase | 1 | AUV | Acoustics, Ultrasound, Vibration | 2 | AUV/V | Vibration | 67 | 33 | Acceleration measuring chain / accelerometer | 267 | 3 | Voltage sensitivity | 1053 | 2
Modulus | 1 | AUV | Acoustics, Ultrasound, Vibration | 2 | AUV/V | Vibration | 65 | 31 | Acceleration measuring instrument | 261 | 1 | Frequency response | 1044 | 1
Phase | 1 | AUV | Acoustics, Ultrasound, Vibration | 2 | AUV/V | Vibration | 65 | 31 | Acceleration measuring instrument | 261 | 1 | Frequency response | 1045 | 2
Modulus | 1 | AUV | Acoustics, Ultrasound, Vibration | 2 | AUV/V | Vibration | 65 | 31 | Acceleration measuring instrument | 262 | 2 | Shock response | 1046 | 1
Modulus | 1 | AUV | Acoustics, Ultrasound, Vibration | 2 | AUV/V | Vibration | 69 | 35 | Angular acceleration calibrator | 272 | 1 | Angular acceleration output | 1059 | 1
Modulus | 1 | AUV | Acoustics, Ultrasound, Vibration | 2 | AUV/V | Vibration | 69 | 35 | Angular acceleration calibrator | 286 | 2 | Angular shock output | 1082 | 1
Modulus | 1 | AUV | Acoustics, Ultrasound, Vibration | 2 | AUV/V | Vibration | 70 | 36 | Angular acceleration measuring chain / accelerometer | 273 | 1 | Charge sensitivity | 1060 | 1
Phase | 1 | AUV | Acoustics, Ultrasound, Vibration | 2 | AUV/V | Vibration | 70 | 36 | Angular acceleration measuring chain / accelerometer | 273 | 1 | Charge sensitivity | 1061 | 2
Modulus | 1 | AUV | Acoustics, Ultrasound, Vibration | 2 | AUV/V | Vibration | 70 | 36 | Angular acceleration measuring chain / accelerometer | 275 | 5 | Current sensitivity | 1064 | 1
Phase | 1 | AUV | Acoustics, Ultrasound, Vibration | 2 | AUV/V | Vibration | 70 | 36 | Angular acceleration measuring chain / accelerometer | 275 | 5 | Current sensitivity | 1065 | 2
Modulus | 1 | AUV | Acoustics, Ultrasound, Vibration | 2 | AUV/V | Vibration | 70 | 36 | Angular acceleration measuring chain / accelerometer | 287 | 2 | Shock charge sensitivity | 1083 | 1
Modulus | 1 | AUV | Acoustics, Ultrasound, Vibration | 2 | AUV/V | Vibration | 70 | 36 | Angular acceleration measuring chain / accelerometer | 289 | 6 | Shock current sensitivity | 1085 | 1
Modulus | 1 | AUV | Acoustics, Ultrasound, Vibration | 2 | AUV/V | Vibration | 70 | 36 | Angular acceleration measuring chain / accelerometer | 288 | 4 | Shock voltage sensitivity | 1084 | 1
Modulus | 1 | AUV | Acoustics, Ultrasound, Vibration | 2 | AUV/V | Vibration | 70 | 36 | Angular acceleration measuring chain / accelerometer | 274 | 3 | Voltage sensitivity | 1062 | 1
Phase | 1 | AUV | Acoustics, Ultrasound, Vibration | 2 | AUV/V | Vibration | 70 | 36 | Angular acceleration measuring chain / accelerometer | 274 | 3 | Voltage sensitivity | 1063 | 2
Modulus | 1 | AUV | Acoustics, Ultrasound, Vibration | 2 | AUV/V | Vibration | 68 | 34 | Angular acceleration measuring instrument | 271 | 1 | Angular acceleration response | 1058 | 1
Modulus | 1 | AUV | Acoustics, Ultrasound, Vibration | 2 | AUV/V | Vibration | 68 | 34 | Angular acceleration measuring instrument | 285 | 2 | Shock response | 1081 | 1
Angular acceleration output (modulus) | 1 | AUV | Acoustics, Ultrasound, Vibration | 2 | AUV/V | Vibration | 8 | 22 | Angular vibration | 18 | 2 | Angular acceleration calibrator | 39 | 1
Voltage sensitivity (modulus or phase) | 1 | AUV | Acoustics, Ultrasound, Vibration | 2 | AUV/V | Vibration | 8 | 22 | Angular vibration | 20 | 4 | Angular acceleration measuring chain | 43 | 1
Charge sensitivity (modulus or phase) | 1 | AUV | Acoustics, Ultrasound, Vibration | 2 | AUV/V | Vibration | 8 | 22 | Angular vibration | 19 | 3 | Angular acceleration measuring chain / accelerometer | 40 | 1
Current sensitivity (modulus or phase) | 1 | AUV | Acoustics, Ultrasound, Vibration | 2 | AUV/V | Vibration | 8 | 22 | Angular vibration | 19 | 3 | Angular acceleration measuring chain / accelerometer | 42 | 5
Voltage sensitivity (modulus or phase) | 1 | AUV | Acoustics, Ultrasound, Vibration | 2 | AUV/V | Vibration | 8 | 22 | Angular vibration | 19 | 3 | Angular acceleration measuring chain / accelerometer | 41 | 3
Angular acceleration response (modulus) | 1 | AUV | Acoustics, Ultrasound, Vibration | 2 | AUV/V | Vibration | 8 | 22 | Angular vibration | 17 | 1 | Angular acceleration measuring instrument | 37 | 1
Shock response (modulus) | 1 | AUV | Acoustics, Ultrasound, Vibration | 2 | AUV/V | Vibration | 8 | 22 | Angular vibration | 17 | 1 | Angular acceleration measuring instrument | 38 | 2
Charge sensitivity (modulus or phase) | 1 | AUV | Acoustics, Ultrasound, Vibration | 2 | AUV/V | Vibration | 10 | 30 | AUV auxiliary instruments and/or services | 23 | 1 | Vibration signal conditioner | 50 | 1
Current sensitivity (modulus or phase) | 1 | AUV | Acoustics, Ultrasound, Vibration | 2 | AUV/V | Vibration | 10 | 30 | AUV auxiliary instruments and/or services | 23 | 1 | Vibration signal conditioner | 52 | 3
Voltage sensitivity (modulus or phase) | 1 | AUV | Acoustics, Ultrasound, Vibration | 2 | AUV/V | Vibration | 10 | 30 | AUV auxiliary instruments and/or services | 23 | 1 | Vibration signal conditioner | 51 | 2
Charge sensitivity (modulus or phase) | 1 | AUV | Acoustics, Ultrasound, Vibration | 2 | AUV/V | Vibration | 9 | 23 | Dynamic force | 22 | 2 | Force measuring chain /force transducer for mechanical impedance and mobility measurements… | 46 | 1
Shock charge sensitivity (modulus or phase) | 1 | AUV | Acoustics, Ultrasound, Vibration | 2 | AUV/V | Vibration | 9 | 23 | Dynamic force | 22 | 2 | Force measuring chain /force transducer for mechanical impedance and mobility measurements… | 47 | 2
Shock voltage sensitivity (modulus or phase) | 1 | AUV | Acoustics, Ultrasound, Vibration | 2 | AUV/V | Vibration | 9 | 23 | Dynamic force | 22 | 2 | Force measuring chain /force transducer for mechanical impedance and mobility measurements… | 49 | 4
Voltage sensitivity (modulus or phase) | 1 | AUV | Acoustics, Ultrasound, Vibration | 2 | AUV/V | Vibration | 9 | 23 | Dynamic force | 22 | 2 | Force measuring chain /force transducer for mechanical impedance and mobility measurements… | 48 | 3
Frequency response (modulus or phase) | 1 | AUV | Acoustics, Ultrasound, Vibration | 2 | AUV/V | Vibration | 9 | 23 | Dynamic force | 21 | 1 | Force measuring instrument for mechanical impedance and mobility measurements or modal testing | 44 | 1
Shock response (modulus) | 1 | AUV | Acoustics, Ultrasound, Vibration | 2 | AUV/V | Vibration | 9 | 23 | Dynamic force | 21 | 1 | Force measuring instrument for mechanical impedance and mobility measurements or modal testing | 45 | 2
Modulus | 1 | AUV | Acoustics, Ultrasound, Vibration | 2 | AUV/V | Vibration | 72 | 38 | Force measuring chain or force transducer for mechanical impedance and mobility measurements or modal testing | 278 | 1 | Charge sensitivity | 1069 | 1
Phase | 1 | AUV | Acoustics, Ultrasound, Vibration | 2 | AUV/V | Vibration | 72 | 38 | Force measuring chain or force transducer for mechanical impedance and mobility measurements or modal testing | 278 | 1 | Charge sensitivity | 1070 | 2
Modulus | 1 | AUV | Acoustics, Ultrasound, Vibration | 2 | AUV/V | Vibration | 72 | 38 | Force measuring chain or force transducer for mechanical impedance and mobility measurements or modal testing | 290 | 5 | Current sensitivity | 1086 | 1
Phase | 1 | AUV | Acoustics, Ultrasound, Vibration | 2 | AUV/V | Vibration | 72 | 38 | Force measuring chain or force transducer for mechanical impedance and mobility measurements or modal testing | 290 | 5 | Current sensitivity | 1087 | 2
Modulus | 1 | AUV | Acoustics, Ultrasound, Vibration | 2 | AUV/V | Vibration | 72 | 38 | Force measuring chain or force transducer for mechanical impedance and mobility measurements or modal testing | 279 | 2 | Shock charge sensitivity | 1071 | 1
Modulus | 1 | AUV | Acoustics, Ultrasound, Vibration | 2 | AUV/V | Vibration | 72 | 38 | Force measuring chain or force transducer for mechanical impedance and mobility measurements or modal testing | 291 | 6 | Shock Current sensitivity | 1088 | 1
Modulus | 1 | AUV | Acoustics, Ultrasound, Vibration | 2 | AUV/V | Vibration | 72 | 38 | Force measuring chain or force transducer for mechanical impedance and mobility measurements or modal testing | 281 | 4 | Shock voltage sensitivity | 1074 | 1
Modulus | 1 | AUV | Acoustics, Ultrasound, Vibration | 2 | AUV/V | Vibration | 72 | 38 | Force measuring chain or force transducer for mechanical impedance and mobility measurements or modal testing | 280 | 3 | Voltage sensitivity | 1072 | 1
Phase | 1 | AUV | Acoustics, Ultrasound, Vibration | 2 | AUV/V | Vibration | 72 | 38 | Force measuring chain or force transducer for mechanical impedance and mobility measurements or modal testing | 280 | 3 | Voltage sensitivity | 1073 | 2
Modulus | 1 | AUV | Acoustics, Ultrasound, Vibration | 2 | AUV/V | Vibration | 71 | 37 | Force measuring instrument for mechanical impedance and mobility measurements or modal testing | 276 | 1 | Frequency response | 1066 | 1
Phase | 1 | AUV | Acoustics, Ultrasound, Vibration | 2 | AUV/V | Vibration | 71 | 37 | Force measuring instrument for mechanical impedance and mobility measurements or modal testing | 276 | 1 | Frequency response | 1067 | 2
Modulus | 1 | AUV | Acoustics, Ultrasound, Vibration | 2 | AUV/V | Vibration | 71 | 37 | Force measuring instrument for mechanical impedance and mobility measurements or modal testing | 277 | 2 | Shock response | 1068 | 1
Acceleration output (modulus) | 1 | AUV | Acoustics, Ultrasound, Vibration | 2 | AUV/V | Vibration | 7 | 21 | Linear vibration | 14 | 2 | Acceleration calibrator | 28 | 1
Shock output (modulus) | 1 | AUV | Acoustics, Ultrasound, Vibration | 2 | AUV/V | Vibration | 7 | 21 | Linear vibration | 14 | 2 | Acceleration calibrator | 29 | 2
Shock sensitivity (modulus) | 1 | AUV | Acoustics, Ultrasound, Vibration | 2 | AUV/V | Vibration | 7 | 21 | Linear vibration | 16 | 4 | Acceleration measuring chain | 36 | 2
Voltage sensitivity (modulus or phase) | 1 | AUV | Acoustics, Ultrasound, Vibration | 2 | AUV/V | Vibration | 7 | 21 | Linear vibration | 16 | 4 | Acceleration measuring chain | 35 | 1
Charge sensitivity (modulus or phase) | 1 | AUV | Acoustics, Ultrasound, Vibration | 2 | AUV/V | Vibration | 7 | 21 | Linear vibration | 15 | 3 | Acceleration measuring chain / accelerometer | 30 | 1
Current sensitivity (modulus or phase) | 1 | AUV | Acoustics, Ultrasound, Vibration | 2 | AUV/V | Vibration | 7 | 21 | Linear vibration | 15 | 3 | Acceleration measuring chain / accelerometer | 34 | 5
Shock charge sensitivity (modulus) | 1 | AUV | Acoustics, Ultrasound, Vibration | 2 | AUV/V | Vibration | 7 | 21 | Linear vibration | 15 | 3 | Acceleration measuring chain / accelerometer | 31 | 2
Shock voltage sensitivity (modulus or phase) | 1 | AUV | Acoustics, Ultrasound, Vibration | 2 | AUV/V | Vibration | 7 | 21 | Linear vibration | 15 | 3 | Acceleration measuring chain / accelerometer | 33 | 4
Voltage sensitivity (modulus or phase) | 1 | AUV | Acoustics, Ultrasound, Vibration | 2 | AUV/V | Vibration | 7 | 21 | Linear vibration | 15 | 3 | Acceleration measuring chain / accelerometer | 32 | 3
Frequency response (modulus or phase) | 1 | AUV | Acoustics, Ultrasound, Vibration | 2 | AUV/V | Vibration | 7 | 21 | Linear vibration | 13 | 1 | Acceleration measuring instrument | 26 | 1
Shock response (modulus) | 1 | AUV | Acoustics, Ultrasound, Vibration | 2 | AUV/V | Vibration | 7 | 21 | Linear vibration | 13 | 1 | Acceleration measuring instrument | 27 | 2
Modulus | 1 | AUV | Acoustics, Ultrasound, Vibration | 2 | AUV/V | Vibration | 73 | 45 | Vibration signal conditioner | 282 | 1 | Charge sensitivity | 1075 | 1
Phase | 1 | AUV | Acoustics, Ultrasound, Vibration | 2 | AUV/V | Vibration | 73 | 45 | Vibration signal conditioner | 282 | 1 | Charge sensitivity | 1076 | 2
Modulus | 1 | AUV | Acoustics, Ultrasound, Vibration | 2 | AUV/V | Vibration | 73 | 45 | Vibration signal conditioner | 284 | 3 | Current Sensitivity | 1079 | 1
Phase | 1 | AUV | Acoustics, Ultrasound, Vibration | 2 | AUV/V | Vibration | 73 | 45 | Vibration signal conditioner | 284 | 3 | Current Sensitivity | 1080 | 2
Modulus | 1 | AUV | Acoustics, Ultrasound, Vibration | 2 | AUV/V | Vibration | 73 | 45 | Vibration signal conditioner | 283 | 2 | Voltage sensitivity | 1077 | 1
Phase | 1 | AUV | Acoustics, Ultrasound, Vibration | 2 | AUV/V | Vibration | 73 | 45 | Vibration signal conditioner | 283 | 2 | Voltage sensitivity | 1078 | 2
Single phase at frequencies <= 400 Hz | 2 | EM | Electricity and Magnetism | 4 | EM/AC | AC voltage, current, and power | 17 | 7 | AC and DC power | 36 | 1 | AC power and energy | 78 | 1
Single phase at frequencies > 400 Hz | 2 | EM | Electricity and Magnetism | 4 | EM/AC | AC voltage, current, and power | 17 | 7 | AC and DC power | 36 | 1 | AC power and energy | 79 | 2
Three phase | 2 | EM | Electricity and Magnetism | 4 | EM/AC | AC voltage, current, and power | 17 | 7 | AC and DC power | 36 | 1 | AC power and energy | 80 | 3
DC power meters and sources | 2 | EM | Electricity and Magnetism | 4 | EM/AC | AC voltage, current, and power | 17 | 7 | AC and DC power | 293 | 2 | DC power and energy | 1093 | 1
Real component and imaginary component | 2 | EM | Electricity and Magnetism | 4 | EM/AC | AC voltage, current, and power | 16 | 6 | AC current | 35 | 3 | AC current ratio up to 100 A | 77 | 1
Meters | 2 | EM | Electricity and Magnetism | 4 | EM/AC | AC voltage, current, and power | 16 | 6 | AC current | 34 | 2 | AC current up to 100 A | 76 | 2
Sources | 2 | EM | Electricity and Magnetism | 4 | EM/AC | AC voltage, current, and power | 16 | 6 | AC current | 34 | 2 | AC current up to 100 A | 75 | 1
AC-DC transfer difference | 2 | EM | Electricity and Magnetism | 4 | EM/AC | AC voltage, current, and power | 16 | 6 | AC current | 33 | 1 | AC-DC current transfer | 74 | 1
Attenuation and gain | 2 | EM | Electricity and Magnetism | 4 | EM/AC | AC voltage, current, and power | 15 | 5 | AC voltage (up to the MHz range) | 32 | 3 | AC voltage ratio up to 1100 V, atten & gain | 73 | 2
Real component and imaginary component | 2 | EM | Electricity and Magnetism | 4 | EM/AC | AC voltage, current, and power | 15 | 5 | AC voltage (up to the MHz range) | 32 | 3 | AC voltage ratio up to 1100 V, atten & gain | 72 | 1
Meters | 2 | EM | Electricity and Magnetism | 4 | EM/AC | AC voltage, current, and power | 15 | 5 | AC voltage (up to the MHz range) | 31 | 2 | AC voltage up to 1100 V | 71 | 2
Sources | 2 | EM | Electricity and Magnetism | 4 | EM/AC | AC voltage, current, and power | 15 | 5 | AC voltage (up to the MHz range) | 31 | 2 | AC voltage up to 1100 V | 70 | 1
AC-DC transfer difference at higher voltages (> 5 V) | 2 | EM | Electricity and Magnetism | 4 | EM/AC | AC voltage, current, and power | 15 | 5 | AC voltage (up to the MHz range) | 30 | 1 | AC-DC voltage transfer | 69 | 3
AC-DC transfer difference at low voltages (<= 0.5 V) | 2 | EM | Electricity and Magnetism | 4 | EM/AC | AC voltage, current, and power | 15 | 5 | AC voltage (up to the MHz range) | 30 | 1 | AC-DC voltage transfer | 67 | 1
AC-DC transfer difference at medium voltages (0.5 V to 5 V) | 2 | EM | Electricity and Magnetism | 4 | EM/AC | AC voltage, current, and power | 15 | 5 | AC voltage (up to the MHz range) | 30 | 1 | AC-DC voltage transfer | 68 | 2
High values (from above 20 A up to 100 A) | 2 | EM | Electricity and Magnetism | 5 | EM/DC | DC voltage, current, and resistance | 20 | 3 | DC current (up to 100 A) | 44 | 2 | DC current meters | 106 | 3
Intermediate values (from above 0.1 mA to 20 A) | 2 | EM | Electricity and Magnetism | 5 | EM/DC | DC voltage, current, and resistance | 20 | 3 | DC current (up to 100 A) | 44 | 2 | DC current meters | 105 | 2
Low values (below or equal to 0.1 mA) | 2 | EM | Electricity and Magnetism | 5 | EM/DC | DC voltage, current, and resistance | 20 | 3 | DC current (up to 100 A) | 44 | 2 | DC current meters | 104 | 1
Ratios up to 100 A | 2 | EM | Electricity and Magnetism | 5 | EM/DC | DC voltage, current, and resistance | 20 | 3 | DC current (up to 100 A) | 45 | 3 | DC current ratios | 107 | 1
High values (from above 20 A up to 100 A) | 2 | EM | Electricity and Magnetism | 5 | EM/DC | DC voltage, current, and resistance | 20 | 3 | DC current (up to 100 A) | 43 | 1 | DC current sources | 101 | 3
Intermediate values (from above 0.1 mA to 20 A) | 2 | EM | Electricity and Magnetism | 5 | EM/DC | DC voltage, current, and resistance | 20 | 3 | DC current (up to 100 A) | 43 | 1 | DC current sources | 100 | 2
Low values (below 0.1 mA) | 2 | EM | Electricity and Magnetism | 5 | EM/DC | DC voltage, current, and resistance | 20 | 3 | DC current (up to 100 A) | 43 | 1 | DC current sources | 99 | 1
Noise currents | 2 | EM | Electricity and Magnetism | 5 | EM/DC | DC voltage, current, and resistance | 20 | 3 | DC current (up to 100 A) | 43 | 1 | DC current sources | 103 | 5
Transconductance ratio | 2 | EM | Electricity and Magnetism | 5 | EM/DC | DC voltage, current, and resistance | 20 | 3 | DC current (up to 100 A) | 43 | 1 | DC current sources | 102 | 4
High values (above 1 gigaohm) | 2 | EM | Electricity and Magnetism | 5 | EM/DC | DC voltage, current, and resistance | 19 | 2 | DC resistance | 41 | 2 | DC resistance meters | 97 | 3
Intermediate values (from above 1 ohm up to 1 gigaohm) | 2 | EM | Electricity and Magnetism | 5 | EM/DC | DC voltage, current, and resistance | 19 | 2 | DC resistance | 41 | 2 | DC resistance meters | 96 | 2
Low values (<= 1 ohm) | 2 | EM | Electricity and Magnetism | 5 | EM/DC | DC voltage, current, and resistance | 19 | 2 | DC resistance | 41 | 2 | DC resistance meters | 95 | 1
DC resistance ratios | 2 | EM | Electricity and Magnetism | 5 | EM/DC | DC voltage, current, and resistance | 19 | 2 | DC resistance | 42 | 3 | DC resistance ratios | 98 | 1
High values (above 1 megaohm) | 2 | EM | Electricity and Magnetism | 5 | EM/DC | DC voltage, current, and resistance | 19 | 2 | DC resistance | 40 | 1 | DC resistance standards and sources | 91 | 3
Intermediate values (from above 1 ohm up to 1 megaohm) | 2 | EM | Electricity and Magnetism | 5 | EM/DC | DC voltage, current, and resistance | 19 | 2 | DC resistance | 40 | 1 | DC resistance standards and sources | 90 | 2
Low values (below or equal to 1 ohm) | 2 | EM | Electricity and Magnetism | 5 | EM/DC | DC voltage, current, and resistance | 19 | 2 | DC resistance | 40 | 1 | DC resistance standards and sources | 89 | 1
Multiple ranges | 2 | EM | Electricity and Magnetism | 5 | EM/DC | DC voltage, current, and resistance | 19 | 2 | DC resistance | 40 | 1 | DC resistance standards and sources | 93 | 5
Standards for high current | 2 | EM | Electricity and Magnetism | 5 | EM/DC | DC voltage, current, and resistance | 19 | 2 | DC resistance | 40 | 1 | DC resistance standards and sources | 92 | 4
Temperature, power and pressure coefficients | 2 | EM | Electricity and Magnetism | 5 | EM/DC | DC voltage, current, and resistance | 19 | 2 | DC resistance | 40 | 1 | DC resistance standards and sources | 94 | 6
Intermediate values (from above 1 mV up to 1100 V) | 2 | EM | Electricity and Magnetism | 5 | EM/DC | DC voltage, current, and resistance | 18 | 1 | DC voltage (up to 1100 V) | 38 | 2 | DC voltage meters | 86 | 2
Very low values (below or equal to 1 mV) | 2 | EM | Electricity and Magnetism | 5 | EM/DC | DC voltage, current, and resistance | 18 | 1 | DC voltage (up to 1100 V) | 38 | 2 | DC voltage meters | 85 | 1
Attenuation | 2 | EM | Electricity and Magnetism | 5 | EM/DC | DC voltage, current, and resistance | 18 | 1 | DC voltage (up to 1100 V) | 39 | 3 | DC voltage ratios | 88 | 2
Up to 1100 V | 2 | EM | Electricity and Magnetism | 5 | EM/DC | DC voltage, current, and resistance | 18 | 1 | DC voltage (up to 1100 V) | 39 | 3 | DC voltage ratios | 87 | 1
Intermediate values (from above 10 V up to 1100 V) | 2 | EM | Electricity and Magnetism | 5 | EM/DC | DC voltage, current, and resistance | 18 | 1 | DC voltage (up to 1100 V) | 37 | 1 | DC voltage sources | 83 | 3
Low values (below or equal to 10 V) | 2 | EM | Electricity and Magnetism | 5 | EM/DC | DC voltage, current, and resistance | 18 | 1 | DC voltage (up to 1100 V) | 37 | 1 | DC voltage sources | 82 | 2
Noise voltages | 2 | EM | Electricity and Magnetism | 5 | EM/DC | DC voltage, current, and resistance | 18 | 1 | DC voltage (up to 1100 V) | 37 | 1 | DC voltage sources | 84 | 4
Single values | 2 | EM | Electricity and Magnetism | 5 | EM/DC | DC voltage, current, and resistance | 18 | 1 | DC voltage (up to 1100 V) | 37 | 1 | DC voltage sources | 81 | 1
Electric field strength | 2 | EM | Electricity and Magnetism | 6 | EM/Field | Electric and magnetic fields | 21 | 10 | Electric and magnetic fields | 46 | 1 | Electric fields at freq. below 50 kHz | 109 | 2
Electrostatic field strength | 2 | EM | Electricity and Magnetism | 6 | EM/Field | Electric and magnetic fields | 21 | 10 | Electric and magnetic fields | 46 | 1 | Electric fields at freq. below 50 kHz | 108 | 1
Electric field strength | 2 | EM | Electricity and Magnetism | 6 | EM/Field | Electric and magnetic fields | 21 | 10 | Electric and magnetic fields | 48 | 3 | Electromagnetic fields at freq. above 50 kHz | 118 | 1
Magnetic field strength | 2 | EM | Electricity and Magnetism | 6 | EM/Field | Electric and magnetic fields | 21 | 10 | Electric and magnetic fields | 48 | 3 | Electromagnetic fields at freq. above 50 kHz | 119 | 2
Magnetic field strength per unit current | 2 | EM | Electricity and Magnetism | 6 | EM/Field | Electric and magnetic fields | 21 | 10 | Electric and magnetic fields | 48 | 3 | Electromagnetic fields at freq. above 50 kHz | 122 | 5
Magnetic flux density | 2 | EM | Electricity and Magnetism | 6 | EM/Field | Electric and magnetic fields | 21 | 10 | Electric and magnetic fields | 48 | 3 | Electromagnetic fields at freq. above 50 kHz | 121 | 4
Power flux density | 2 | EM | Electricity and Magnetism | 6 | EM/Field | Electric and magnetic fields | 21 | 10 | Electric and magnetic fields | 48 | 3 | Electromagnetic fields at freq. above 50 kHz | 120 | 3
Turn area (ratio of magnetic flux and magnetic flux density) | 2 | EM | Electricity and Magnetism | 6 | EM/Field | Electric and magnetic fields | 21 | 10 | Electric and magnetic fields | 48 | 3 | Electromagnetic fields at freq. above 50 kHz | 123 | 6
AC magnetic flux density and applied magnetic field strength | 2 | EM | Electricity and Magnetism | 6 | EM/Field | Electric and magnetic fields | 21 | 10 | Electric and magnetic fields | 47 | 2 | Magnetic fields at freq. below 50 kHz | 112 | 3
AC shielding factor (ratio of AC magnetic flux density) | 2 | EM | Electricity and Magnetism | 6 | EM/Field | Electric and magnetic fields | 21 | 10 | Electric and magnetic fields | 47 | 2 | Magnetic fields at freq. below 50 kHz | 114 | 5
DC magnetic flux density and applied magnetic field strength | 2 | EM | Electricity and Magnetism | 6 | EM/Field | Electric and magnetic fields | 21 | 10 | Electric and magnetic fields | 47 | 2 | Magnetic fields at freq. below 50 kHz | 111 | 2
DC shielding factor (ratio of DC magnetic flux density) | 2 | EM | Electricity and Magnetism | 6 | EM/Field | Electric and magnetic fields | 21 | 10 | Electric and magnetic fields | 47 | 2 | Magnetic fields at freq. below 50 kHz | 113 | 4
Magnetic field gradient | 2 | EM | Electricity and Magnetism | 6 | EM/Field | Electric and magnetic fields | 21 | 10 | Electric and magnetic fields | 47 | 2 | Magnetic fields at freq. below 50 kHz | 117 | 8
Magnetic flux | 2 | EM | Electricity and Magnetism | 6 | EM/Field | Electric and magnetic fields | 21 | 10 | Electric and magnetic fields | 47 | 2 | Magnetic fields at freq. below 50 kHz | 110 | 1
Magnetic flux density or magnetic field strength per unit current | 2 | EM | Electricity and Magnetism | 6 | EM/Field | Electric and magnetic fields | 21 | 10 | Electric and magnetic fields | 47 | 2 | Magnetic fields at freq. below 50 kHz | 116 | 7
Turn area (ratio of magnetic flux and magnetic flux density) | 2 | EM | Electricity and Magnetism | 6 | EM/Field | Electric and magnetic fields | 21 | 10 | Electric and magnetic fields | 47 | 2 | Magnetic fields at freq. below 50 kHz | 115 | 6
Meters | 2 | EM | Electricity and Magnetism | 7 | EM/HV | High voltage and current | 22 | 8 | High voltage and current | 51 | 3 | AC high voltage and voltage transformers | 134 | 2
Peak values of high AC voltage | 2 | EM | Electricity and Magnetism | 7 | EM/HV | High voltage and current | 22 | 8 | High voltage and current | 51 | 3 | AC high voltage and voltage transformers | 135 | 3
Rectified average value of high AC voltage | 2 | EM | Electricity and Magnetism | 7 | EM/HV | High voltage and current | 22 | 8 | High voltage and current | 51 | 3 | AC high voltage and voltage transformers | 138 | 6
RMS value for high AC voltage | 2 | EM | Electricity and Magnetism | 7 | EM/HV | High voltage and current | 22 | 8 | High voltage and current | 51 | 3 | AC high voltage and voltage transformers | 137 | 5
Sources | 2 | EM | Electricity and Magnetism | 7 | EM/HV | High voltage and current | 22 | 8 | High voltage and current | 51 | 3 | AC high voltage and voltage transformers | 133 | 1
Voltage transformers: ratio error and phase displacement | 2 | EM | Electricity and Magnetism | 7 | EM/HV | High voltage and current | 22 | 8 | High voltage and current | 51 | 3 | AC high voltage and voltage transformers | 136 | 4
Apparent charge | 2 | EM | Electricity and Magnetism | 7 | EM/HV | High voltage and current | 22 | 8 | High voltage and current | 53 | 5 | Electric discharge | 148 | 1
Response | 2 | EM | Electricity and Magnetism | 7 | EM/HV | High voltage and current | 22 | 8 | High voltage and current | 53 | 5 | Electric discharge | 149 | 2
Rise time of partial discharge pulse | 2 | EM | Electricity and Magnetism | 7 | EM/HV | High voltage and current | 22 | 8 | High voltage and current | 53 | 5 | Electric discharge | 150 | 3
Current transformers: ratio error and phase displacement | 2 | EM | Electricity and Magnetism | 7 | EM/HV | High voltage and current | 22 | 8 | High voltage and current | 54 | 6 | High AC current and current transformers | 153 | 3
High AC current RMS value | 2 | EM | Electricity and Magnetism | 7 | EM/HV | High voltage and current | 22 | 8 | High voltage and current | 54 | 6 | High AC current and current transformers | 155 | 5
Other AC current parameters | 2 | EM | Electricity and Magnetism | 7 | EM/HV | High voltage and current | 22 | 8 | High voltage and current | 54 | 6 | High AC current and current transformers | 156 | 6
High DC current average value | 2 | EM | Electricity and Magnetism | 7 | EM/HV | High voltage and current | 22 | 8 | High voltage and current | 55 | 7 | High DC current | 160 | 4
High DC current ratio | 2 | EM | Electricity and Magnetism | 7 | EM/HV | High voltage and current | 22 | 8 | High voltage and current | 55 | 7 | High DC current | 159 | 3
Average value of DC voltage | 2 | EM | Electricity and Magnetism | 7 | EM/HV | High voltage and current | 22 | 8 | High voltage and current | 49 | 1 | High DC voltage | 127 | 4
High voltage meters | 2 | EM | Electricity and Magnetism | 7 | EM/HV | High voltage and current | 22 | 8 | High voltage and current | 49 | 1 | High DC voltage | 125 | 2
High voltage sources | 2 | EM | Electricity and Magnetism | 7 | EM/HV | High voltage and current | 22 | 8 | High voltage and current | 49 | 1 | High DC voltage | 124 | 1
Ratios | 2 | EM | Electricity and Magnetism | 7 | EM/HV | High voltage and current | 22 | 8 | High voltage and current | 49 | 1 | High DC voltage | 126 | 3
RMS value of DC voltage ripple | 2 | EM | Electricity and Magnetism | 7 | EM/HV | High voltage and current | 22 | 8 | High voltage and current | 49 | 1 | High DC voltage | 128 | 5
Burden: real and imaginary component (real component/imaginary component/modulus/argument) | 2 | EM | Electricity and Magnetism | 7 | EM/HV | High voltage and current | 22 | 8 | High voltage and current | 50 | 2 | High voltage impedance | 131 | 3
Capacitance and dissipation factor | 2 | EM | Electricity and Magnetism | 7 | EM/HV | High voltage and current | 22 | 8 | High voltage and current | 50 | 2 | High voltage impedance | 129 | 1
Inductance and loss angle | 2 | EM | Electricity and Magnetism | 7 | EM/HV | High voltage and current | 22 | 8 | High voltage and current | 50 | 2 | High voltage impedance | 130 | 2
Resistance | 2 | EM | Electricity and Magnetism | 7 | EM/HV | High voltage and current | 22 | 8 | High voltage and current | 50 | 2 | High voltage impedance | 132 | 4
Lightning impulse time parameters | 2 | EM | Electricity and Magnetism | 7 | EM/HV | High voltage and current | 22 | 8 | High voltage and current | 52 | 4 | Pulsed high voltage and current | 140 | 2
Parameters for impulse current | 2 | EM | Electricity and Magnetism | 7 | EM/HV | High voltage and current | 22 | 8 | High voltage and current | 52 | 4 | Pulsed high voltage and current | 143 | 5
Parameters for lightning impulse voltage | 2 | EM | Electricity and Magnetism | 7 | EM/HV | High voltage and current | 22 | 8 | High voltage and current | 52 | 4 | Pulsed high voltage and current | 139 | 1
Parameters for other impulse voltage types | 2 | EM | Electricity and Magnetism | 7 | EM/HV | High voltage and current | 22 | 8 | High voltage and current | 52 | 4 | Pulsed high voltage and current | 147 | 9
Parameters for switching impulse voltage | 2 | EM | Electricity and Magnetism | 7 | EM/HV | High voltage and current | 22 | 8 | High voltage and current | 52 | 4 | Pulsed high voltage and current | 141 | 3
Switching impulse time parameters | 2 | EM | Electricity and Magnetism | 7 | EM/HV | High voltage and current | 22 | 8 | High voltage and current | 52 | 4 | Pulsed high voltage and current | 142 | 4
AC resistance ratios | 2 | EM | Electricity and Magnetism | 8 | EM/Imped | Impedance up to the MHz range | 23 | 4 | Impedance (up to the MHz range) | 56 | 1 | AC resistance | 165 | 5
AC-DC difference | 2 | EM | Electricity and Magnetism | 8 | EM/Imped | Impedance up to the MHz range | 23 | 4 | Impedance (up to the MHz range) | 56 | 1 | AC resistance | 162 | 2
Meters | 2 | EM | Electricity and Magnetism | 8 | EM/Imped | Impedance up to the MHz range | 23 | 4 | Impedance (up to the MHz range) | 56 | 1 | AC resistance | 164 | 4
Real component and imaginary component | 2 | EM | Electricity and Magnetism | 8 | EM/Imped | Impedance up to the MHz range | 23 | 4 | Impedance (up to the MHz range) | 56 | 1 | AC resistance | 161 | 1
Resistors for high current | 2 | EM | Electricity and Magnetism | 8 | EM/Imped | Impedance up to the MHz range | 23 | 4 | Impedance (up to the MHz range) | 56 | 1 | AC resistance | 163 | 3
Capacitance and dissipation factor for dielectric capacitors | 2 | EM | Electricity and Magnetism | 8 | EM/Imped | Impedance up to the MHz range | 23 | 4 | Impedance (up to the MHz range) | 57 | 2 | Capacitance | 167 | 2
Capacitance and dissipation factor for low loss capacitors | 2 | EM | Electricity and Magnetism | 8 | EM/Imped | Impedance up to the MHz range | 23 | 4 | Impedance (up to the MHz range) | 57 | 2 | Capacitance | 166 | 1
Capacitance and dissipation factor for transformed capacitors | 2 | EM | Electricity and Magnetism | 8 | EM/Imped | Impedance up to the MHz range | 23 | 4 | Impedance (up to the MHz range) | 57 | 2 | Capacitance | 168 | 3
Meters | 2 | EM | Electricity and Magnetism | 8 | EM/Imped | Impedance up to the MHz range | 23 | 4 | Impedance (up to the MHz range) | 57 | 2 | Capacitance | 169 | 4
Meters | 2 | EM | Electricity and Magnetism | 8 | EM/Imped | Impedance up to the MHz range | 23 | 4 | Impedance (up to the MHz range) | 58 | 3 | Inductance | 174 | 5
Mutual inductance | 2 | EM | Electricity and Magnetism | 8 | EM/Imped | Impedance up to the MHz range | 23 | 4 | Impedance (up to the MHz range) | 58 | 3 | Inductance | 173 | 4
Quality factor | 2 | EM | Electricity and Magnetism | 8 | EM/Imped | Impedance up to the MHz range | 23 | 4 | Impedance (up to the MHz range) | 58 | 3 | Inductance | 175 | 6
Self inductance, high values (above 1 H) | 2 | EM | Electricity and Magnetism | 8 | EM/Imped | Impedance up to the MHz range | 23 | 4 | Impedance (up to the MHz range) | 58 | 3 | Inductance | 172 | 3
Self inductance, intermediate values (from 1 mH up to 1 H) | 2 | EM | Electricity and Magnetism | 8 | EM/Imped | Impedance up to the MHz range | 23 | 4 | Impedance (up to the MHz range) | 58 | 3 | Inductance | 171 | 2
Self inductance, low values (below 1 mH) | 2 | EM | Electricity and Magnetism | 8 | EM/Imped | Impedance up to the MHz range | 23 | 4 | Impedance (up to the MHz range) | 58 | 3 | Inductance | 170 | 1
Dielectric loss tangent | 2 | EM | Electricity and Magnetism | 9 | EM/Mater | Materials | 24 | 12 | Measurements on materials | 60 | 2 | Dielectric properties | 180 | 2
Relative permittivity: real and - or imaginary part | 2 | EM | Electricity and Magnetism | 9 | EM/Mater | Materials | 24 | 12 | Measurements on materials | 60 | 2 | Dielectric properties | 179 | 1
Liquids | 2 | EM | Electricity and Magnetism | 9 | EM/Mater | Materials | 24 | 12 | Measurements on materials | 59 | 1 | Electrical conductivity | 177 | 2
Metallic materials | 2 | EM | Electricity and Magnetism | 9 | EM/Mater | Materials | 24 | 12 | Measurements on materials | 59 | 1 | Electrical conductivity | 176 | 1
Semiconducting and similar materials | 2 | EM | Electricity and Magnetism | 9 | EM/Mater | Materials | 24 | 12 | Measurements on materials | 59 | 1 | Electrical conductivity | 178 | 3
DC magnetic susceptibility or relative magnetic permeability | 2 | EM | Electricity and Magnetism | 9 | EM/Mater | Materials | 24 | 12 | Measurements on materials | 63 | 5 | Feebly magnetic, paramagnetic and diamagnetic material | 197 | 1
Coercive field strength | 2 | EM | Electricity and Magnetism | 9 | EM/Mater | Materials | 24 | 12 | Measurements on materials | 64 | 6 | Hard magnetic material | 199 | 2
Magnetic flux density | 2 | EM | Electricity and Magnetism | 9 | EM/Mater | Materials | 24 | 12 | Measurements on materials | 64 | 6 | Hard magnetic material | 202 | 5
Magnetic moment | 2 | EM | Electricity and Magnetism | 9 | EM/Mater | Materials | 24 | 12 | Measurements on materials | 64 | 6 | Hard magnetic material | 201 | 4
Magnetic polarisation | 2 | EM | Electricity and Magnetism | 9 | EM/Mater | Materials | 24 | 12 | Measurements on materials | 64 | 6 | Hard magnetic material | 203 | 6
Maximum energy product | 2 | EM | Electricity and Magnetism | 9 | EM/Mater | Materials | 24 | 12 | Measurements on materials | 64 | 6 | Hard magnetic material | 200 | 3
Relative recoil permeability | 2 | EM | Electricity and Magnetism | 9 | EM/Mater | Materials | 24 | 12 | Measurements on materials | 64 | 6 | Hard magnetic material | 204 | 7
Remanent magnetic flux density | 2 | EM | Electricity and Magnetism | 9 | EM/Mater | Materials | 24 | 12 | Measurements on materials | 64 | 6 | Hard magnetic material | 198 | 1
Overwrite of diskettes | 2 | EM | Electricity and Magnetism | 9 | EM/Mater | Materials | 24 | 12 | Measurements on materials | 65 | 7 | Magnetic data storage media | 211 | 7
Peak shift of diskettes | 2 | EM | Electricity and Magnetism | 9 | EM/Mater | Materials | 24 | 12 | Measurements on materials | 65 | 7 | Magnetic data storage media | 210 | 6
Reference field of diskettes | 2 | EM | Electricity and Magnetism | 9 | EM/Mater | Materials | 24 | 12 | Measurements on materials | 65 | 7 | Magnetic data storage media | 207 | 3
Resolution of diskettes | 2 | EM | Electricity and Magnetism | 9 | EM/Mater | Materials | 24 | 12 | Measurements on materials | 65 | 7 | Magnetic data storage media | 209 | 5
Signal amplitude of diskettes | 2 | EM | Electricity and Magnetism | 9 | EM/Mater | Materials | 24 | 12 | Measurements on materials | 65 | 7 | Magnetic data storage media | 208 | 4
Signal amplitude of magnetic stripes | 2 | EM | Electricity and Magnetism | 9 | EM/Mater | Materials | 24 | 12 | Measurements on materials | 65 | 7 | Magnetic data storage media | 205 | 1
Surface profile of magnetic stripes | 2 | EM | Electricity and Magnetism | 9 | EM/Mater | Materials | 24 | 12 | Measurements on materials | 65 | 7 | Magnetic data storage media | 206 | 2
Video and audio tapes | 2 | EM | Electricity and Magnetism | 9 | EM/Mater | Materials | 24 | 12 | Measurements on materials | 65 | 7 | Magnetic data storage media | 212 | 8
Coercive magnetic field strength | 2 | EM | Electricity and Magnetism | 9 | EM/Mater | Materials | 24 | 12 | Measurements on materials | 62 | 4 | Soft magnetic bulk material | 194 | 4
Magnetic field strength | 2 | EM | Electricity and Magnetism | 9 | EM/Mater | Materials | 24 | 12 | Measurements on materials | 62 | 4 | Soft magnetic bulk material | 192 | 2
Magnetic polarisation | 2 | EM | Electricity and Magnetism | 9 | EM/Mater | Materials | 24 | 12 | Measurements on materials | 62 | 4 | Soft magnetic bulk material | 191 | 1
Magnetic saturation polarisation | 2 | EM | Electricity and Magnetism | 9 | EM/Mater | Materials | 24 | 12 | Measurements on materials | 62 | 4 | Soft magnetic bulk material | 195 | 5
Relative permeability | 2 | EM | Electricity and Magnetism | 9 | EM/Mater | Materials | 24 | 12 | Measurements on materials | 62 | 4 | Soft magnetic bulk material | 196 | 6
Remanent magnetic flux density | 2 | EM | Electricity and Magnetism | 9 | EM/Mater | Materials | 24 | 12 | Measurements on materials | 62 | 4 | Soft magnetic bulk material | 193 | 3
Complex relative permeability | 2 | EM | Electricity and Magnetism | 9 | EM/Mater | Materials | 24 | 12 | Measurements on materials | 61 | 3 | Soft magnetic sheet and powder materials | 189 | 8
Density | 2 | EM | Electricity and Magnetism | 9 | EM/Mater | Materials | 24 | 12 | Measurements on materials | 61 | 3 | Soft magnetic sheet and powder materials | 190 | 9
Peak value of AC magnetic polarisation | 2 | EM | Electricity and Magnetism | 9 | EM/Mater | Materials | 24 | 12 | Measurements on materials | 61 | 3 | Soft magnetic sheet and powder materials | 184 | 3
Peak value of DC magnetic polarisation | 2 | EM | Electricity and Magnetism | 9 | EM/Mater | Materials | 24 | 12 | Measurements on materials | 61 | 3 | Soft magnetic sheet and powder materials | 183 | 2
Peak value of magnetic field strength | 2 | EM | Electricity and Magnetism | 9 | EM/Mater | Materials | 24 | 12 | Measurements on materials | 61 | 3 | Soft magnetic sheet and powder materials | 185 | 4
Relative peak permeability | 2 | EM | Electricity and Magnetism | 9 | EM/Mater | Materials | 24 | 12 | Measurements on materials | 61 | 3 | Soft magnetic sheet and powder materials | 188 | 7
Resistivity | 2 | EM | Electricity and Magnetism | 9 | EM/Mater | Materials | 24 | 12 | Measurements on materials | 61 | 3 | Soft magnetic sheet and powder materials | 182 | 10
RMS value of magnetic field strength | 2 | EM | Electricity and Magnetism | 9 | EM/Mater | Materials | 24 | 12 | Measurements on materials | 61 | 3 | Soft magnetic sheet and powder materials | 186 | 5
Specific apparent power | 2 | EM | Electricity and Magnetism | 9 | EM/Mater | Materials | 24 | 12 | Measurements on materials | 61 | 3 | Soft magnetic sheet and powder materials | 187 | 6
Specific total power loss | 2 | EM | Electricity and Magnetism | 9 | EM/Mater | Materials | 24 | 12 | Measurements on materials | 61 | 3 | Soft magnetic sheet and powder materials | 181 | 1
Main frequency harmonics | 2 | EM | Electricity and Magnetism | 10 | EM/OtherDC | Other DC and low frequency measurements | 25 | 9 | Other DC and low frequency measurements | 68 | 3 | Current and voltage waveform | 218 | 1
Mains frequency fluctuating harmonics | 2 | EM | Electricity and Magnetism | 10 | EM/OtherDC | Other DC and low frequency measurements | 25 | 9 | Other DC and low frequency measurements | 68 | 3 | Current and voltage waveform | 221 | 4
Mains frequency harmonic distorsion | 2 | EM | Electricity and Magnetism | 10 | EM/OtherDC | Other DC and low frequency measurements | 25 | 9 | Other DC and low frequency measurements | 68 | 3 | Current and voltage waveform | 219 | 2
Mains frequency interharmonics | 2 | EM | Electricity and Magnetism | 10 | EM/OtherDC | Other DC and low frequency measurements | 25 | 9 | Other DC and low frequency measurements | 68 | 3 | Current and voltage waveform | 224 | 7
Mains frequency voltage fluctuations | 2 | EM | Electricity and Magnetism | 10 | EM/OtherDC | Other DC and low frequency measurements | 25 | 9 | Other DC and low frequency measurements | 68 | 3 | Current and voltage waveform | 222 | 5
Meters | 2 | EM | Electricity and Magnetism | 10 | EM/OtherDC | Other DC and low frequency measurements | 25 | 9 | Other DC and low frequency measurements | 66 | 1 | Electric charge | 214 | 2
Sources | 2 | EM | Electricity and Magnetism | 10 | EM/OtherDC | Other DC and low frequency measurements | 25 | 9 | Other DC and low frequency measurements | 66 | 1 | Electric charge | 213 | 1
Meters | 2 | EM | Electricity and Magnetism | 10 | EM/OtherDC | Other DC and low frequency measurements | 25 | 9 | Other DC and low frequency measurements | 67 | 2 | Phase angle | 216 | 2
Phase shift | 2 | EM | Electricity and Magnetism | 10 | EM/OtherDC | Other DC and low frequency measurements | 25 | 9 | Other DC and low frequency measurements | 67 | 2 | Phase angle | 217 | 3
Sources | 2 | EM | Electricity and Magnetism | 10 | EM/OtherDC | Other DC and low frequency measurements | 25 | 9 | Other DC and low frequency measurements | 67 | 2 | Phase angle | 215 | 1
Antenna factor | 2 | EM | Electricity and Magnetism | 11 | EM/RF | Radio frequency measurements | 26 | 11 | Radio frequency measurements | 73 | 5 | Antenna properties | 249 | 1
Antenna gain | 2 | EM | Electricity and Magnetism | 11 | EM/RF | Radio frequency measurements | 26 | 11 | Radio frequency measurements | 73 | 5 | Antenna properties | 250 | 2
Other properties (pattern, beam width, …) | 2 | EM | Electricity and Magnetism | 11 | EM/RF | Radio frequency measurements | 26 | 11 | Radio frequency measurements | 73 | 5 | Antenna properties | 251 | 3
Capacitance | 2 | EM | Electricity and Magnetism | 11 | EM/RF | Radio frequency measurements | 26 | 11 | Radio frequency measurements | 76 | 8 | Lumped impedance - admittance | 267 | 3
Inductance | 2 | EM | Electricity and Magnetism | 11 | EM/RF | Radio frequency measurements | 26 | 11 | Radio frequency measurements | 76 | 8 | Lumped impedance - admittance | 266 | 2
Quality factor | 2 | EM | Electricity and Magnetism | 11 | EM/RF | Radio frequency measurements | 26 | 11 | Radio frequency measurements | 76 | 8 | Lumped impedance - admittance | 268 | 4
Resistance or conductance | 2 | EM | Electricity and Magnetism | 11 | EM/RF | Radio frequency measurements | 26 | 11 | Radio frequency measurements | 76 | 8 | Lumped impedance - admittance | 265 | 1
Amplifier noise parameters | 2 | EM | Electricity and Magnetism | 11 | EM/RF | Radio frequency measurements | 26 | 11 | Radio frequency measurements | 72 | 4 | Noise | 246 | 3
Noise temperature or excess noise ratio in coaxial line | 2 | EM | Electricity and Magnetism | 11 | EM/RF | Radio frequency measurements | 26 | 11 | Radio frequency measurements | 72 | 4 | Noise | 244 | 1
Noise temperature or excess noise ratio in waveguide | 2 | EM | Electricity and Magnetism | 11 | EM/RF | Radio frequency measurements | 26 | 11 | Radio frequency measurements | 72 | 4 | Noise | 245 | 2
Phase noise | 2 | EM | Electricity and Magnetism | 11 | EM/RF | Radio frequency measurements | 26 | 11 | Radio frequency measurements | 72 | 4 | Noise | 247 | 4
Radio brightness temperature, spectral radiance in free space | 2 | EM | Electricity and Magnetism | 11 | EM/RF | Radio frequency measurements | 26 | 11 | Radio frequency measurements | 72 | 4 | Noise | 248 | 5
Electrical parameters | 2 | EM | Electricity and Magnetism | 11 | EM/RF | Radio frequency measurements | 26 | 11 | Radio frequency measurements | 77 | 9 | RF characteristic impedance | 270 | 2
Mechanical dimensions | 2 | EM | Electricity and Magnetism | 11 | EM/RF | Radio frequency measurements | 26 | 11 | Radio frequency measurements | 77 | 9 | RF characteristic impedance | 269 | 1
Absolute power in coaxial line | 2 | EM | Electricity and Magnetism | 11 | EM/RF | Radio frequency measurements | 26 | 11 | Radio frequency measurements | 69 | 1 | RF power | 225 | 1
Absolute power in waveguide | 2 | EM | Electricity and Magnetism | 11 | EM/RF | Radio frequency measurements | 26 | 11 | Radio frequency measurements | 69 | 1 | RF power | 226 | 2
Calibration factor and effective efficiency in coaxial line | 2 | EM | Electricity and Magnetism | 11 | EM/RF | Radio frequency measurements | 26 | 11 | Radio frequency measurements | 69 | 1 | RF power | 227 | 3
Calibration factor and effective efficiency in waveguide | 2 | EM | Electricity and Magnetism | 11 | EM/RF | Radio frequency measurements | 26 | 11 | Radio frequency measurements | 69 | 1 | RF power | 228 | 4
Non-CW power (absolute or relative) | 2 | EM | Electricity and Magnetism | 11 | EM/RF | Radio frequency measurements | 26 | 11 | Radio frequency measurements | 69 | 1 | RF power | 229 | 5
Power measurements in balanced lines | 2 | EM | Electricity and Magnetism | 11 | EM/RF | Radio frequency measurements | 26 | 11 | Radio frequency measurements | 69 | 1 | RF power | 230 | 6
Flatness of RF voltage meters | 2 | EM | Electricity and Magnetism | 11 | EM/RF | Radio frequency measurements | 26 | 11 | Radio frequency measurements | 75 | 7 | RF voltage and current | 264 | 9
Flatness of RF voltage sources | 2 | EM | Electricity and Magnetism | 11 | EM/RF | Radio frequency measurements | 26 | 11 | Radio frequency measurements | 75 | 7 | RF voltage and current | 263 | 8
RF coupling factor | 2 | EM | Electricity and Magnetism | 11 | EM/RF | Radio frequency measurements | 26 | 11 | Radio frequency measurements | 75 | 7 | RF voltage and current | 262 | 7
RF current | 2 | EM | Electricity and Magnetism | 11 | EM/RF | Radio frequency measurements | 26 | 11 | Radio frequency measurements | 75 | 7 | RF voltage and current | 259 | 4
RF transfer impedance | 2 | EM | Electricity and Magnetism | 11 | EM/RF | Radio frequency measurements | 26 | 11 | Radio frequency measurements | 75 | 7 | RF voltage and current | 260 | 5
RF voltage division factor | 2 | EM | Electricity and Magnetism | 11 | EM/RF | Radio frequency measurements | 26 | 11 | Radio frequency measurements | 75 | 7 | RF voltage and current | 261 | 6
RF voltage meters | 2 | EM | Electricity and Magnetism | 11 | EM/RF | Radio frequency measurements | 26 | 11 | Radio frequency measurements | 75 | 7 | RF voltage and current | 258 | 3
RF voltage sources | 2 | EM | Electricity and Magnetism | 11 | EM/RF | Radio frequency measurements | 26 | 11 | Radio frequency measurements | 75 | 7 | RF voltage and current | 257 | 2
RF-DC difference | 2 | EM | Electricity and Magnetism | 11 | EM/RF | Radio frequency measurements | 26 | 11 | Radio frequency measurements | 75 | 7 | RF voltage and current | 256 | 1
Attenuation in coaxial line (values in dB) | 2 | EM | Electricity and Magnetism | 11 | EM/RF | Radio frequency measurements | 26 | 11 | Radio frequency measurements | 70 | 2 | Scalar RF reflection coef. and attenuation | 233 | 3
Attenuation in waveguide (values in dB) | 2 | EM | Electricity and Magnetism | 11 | EM/RF | Radio frequency measurements | 26 | 11 | Radio frequency measurements | 70 | 2 | Scalar RF reflection coef. and attenuation | 234 | 4
Directivity, effective source match | 2 | EM | Electricity and Magnetism | 11 | EM/RF | Radio frequency measurements | 26 | 11 | Radio frequency measurements | 70 | 2 | Scalar RF reflection coef. and attenuation | 235 | 5
Reflection and attenuation measurements in balanced lines | 2 | EM | Electricity and Magnetism | 11 | EM/RF | Radio frequency measurements | 26 | 11 | Radio frequency measurements | 70 | 2 | Scalar RF reflection coef. and attenuation | 236 | 6
Reflection coefficient in coaxial line (values in linear terms) | 2 | EM | Electricity and Magnetism | 11 | EM/RF | Radio frequency measurements | 26 | 11 | Radio frequency measurements | 70 | 2 | Scalar RF reflection coef. and attenuation | 231 | 1
Reflection coefficient in waveguide (values in linear terms) | 2 | EM | Electricity and Magnetism | 11 | EM/RF | Radio frequency measurements | 26 | 11 | Radio frequency measurements | 70 | 2 | Scalar RF reflection coef. and attenuation | 232 | 2
Directivity, effective source match | 2 | EM | Electricity and Magnetism | 11 | EM/RF | Radio frequency measurements | 26 | 11 | Radio frequency measurements | 71 | 3 | Scattering parameters (vectors) | 241 | 5
Reflection coefficient (Sii) in planar line systems | 2 | EM | Electricity and Magnetism | 11 | EM/RF | Radio frequency measurements | 26 | 11 | Radio frequency measurements | 71 | 3 | Scattering parameters (vectors) | 1025 | 8
Reflection coefficient for common mode systems | 2 | EM | Electricity and Magnetism | 11 | EM/RF | Radio frequency measurements | 26 | 11 | Radio frequency measurements | 71 | 3 | Scattering parameters (vectors) | 242 | 6
Reflection coefficient in coaxial line (real and imaginary) | 2 | EM | Electricity and Magnetism | 11 | EM/RF | Radio frequency measurements | 26 | 11 | Radio frequency measurements | 71 | 3 | Scattering parameters (vectors) | 237 | 1
Reflection coefficient in waveguide (real and imaginary) | 2 | EM | Electricity and Magnetism | 11 | EM/RF | Radio frequency measurements | 26 | 11 | Radio frequency measurements | 71 | 3 | Scattering parameters (vectors) | 238 | 2
Transmission coefficient (Sij) in planar line systems | 2 | EM | Electricity and Magnetism | 11 | EM/RF | Radio frequency measurements | 26 | 11 | Radio frequency measurements | 71 | 3 | Scattering parameters (vectors) | 1024 | 9
Transmission coefficient for common mode systems | 2 | EM | Electricity and Magnetism | 11 | EM/RF | Radio frequency measurements | 26 | 11 | Radio frequency measurements | 71 | 3 | Scattering parameters (vectors) | 243 | 7
Transmission coefficient in coaxial line (real and imaginary) | 2 | EM | Electricity and Magnetism | 11 | EM/RF | Radio frequency measurements | 26 | 11 | Radio frequency measurements | 71 | 3 | Scattering parameters (vectors) | 239 | 3
Transmission coefficient in waveguide (real and imaginary) | 2 | EM | Electricity and Magnetism | 11 | EM/RF | Radio frequency measurements | 26 | 11 | Radio frequency measurements | 71 | 3 | Scattering parameters (vectors) | 240 | 4
Distorsion and harmonic content | 2 | EM | Electricity and Magnetism | 11 | EM/RF | Radio frequency measurements | 26 | 11 | Radio frequency measurements | 74 | 6 | Signal and pulse characteristics | 255 | 4
Modulation, AM and FM | 2 | EM | Electricity and Magnetism | 11 | EM/RF | Radio frequency measurements | 26 | 11 | Radio frequency measurements | 74 | 6 | Signal and pulse characteristics | 254 | 3
Pulse amplitude | 2 | EM | Electricity and Magnetism | 11 | EM/RF | Radio frequency measurements | 26 | 11 | Radio frequency measurements | 74 | 6 | Signal and pulse characteristics | 252 | 1
Pulse time parameters | 2 | EM | Electricity and Magnetism | 11 | EM/RF | Radio frequency measurements | 26 | 11 | Radio frequency measurements | 74 | 6 | Signal and pulse characteristics | 253 | 2
90° (steel, granite, try) square | 3 | L | Length | 12 | L/DimMet | Dimensional metrology | 28 | 3 | Angle | 85 | 4 | Angle artefacts | 308 | 2
90° cylinder square | 3 | L | Length | 12 | L/DimMet | Dimensional metrology | 28 | 3 | Angle | 85 | 4 | Angle artefacts | 309 | 3
Angle block | 3 | L | Length | 12 | L/DimMet | Dimensional metrology | 28 | 3 | Angle | 85 | 4 | Angle artefacts | 307 | 1
Cone (taper) gauge | 3 | L | Length | 12 | L/DimMet | Dimensional metrology | 28 | 3 | Angle | 85 | 4 | Angle artefacts | 310 | 4
Index table | 3 | L | Length | 12 | L/DimMet | Dimensional metrology | 28 | 3 | Angle | 82 | 1 | Angle by circle dividers | 297 | 2
Optical polygon | 3 | L | Length | 12 | L/DimMet | Dimensional metrology | 28 | 3 | Angle | 82 | 1 | Angle by circle dividers | 296 | 1
Rotary table, rotary encoder scale | 3 | L | Length | 12 | L/DimMet | Dimensional metrology | 28 | 3 | Angle | 82 | 1 | Angle by circle dividers | 298 | 3
(Bevel) protractor | 3 | L | Length | 12 | L/DimMet | Dimensional metrology | 28 | 3 | Angle | 84 | 3 | Angle instruments | 305 | 6
Angular interferometer | 3 | L | Length | 12 | L/DimMet | Dimensional metrology | 28 | 3 | Angle | 84 | 3 | Angle instruments | 1090 | 8
Autocollimator | 3 | L | Length | 12 | L/DimMet | Dimensional metrology | 28 | 3 | Angle | 84 | 3 | Angle instruments | 300 | 1
Clinometer | 3 | L | Length | 12 | L/DimMet | Dimensional metrology | 28 | 3 | Angle | 84 | 3 | Angle instruments | 302 | 3
Electronic level | 3 | L | Length | 12 | L/DimMet | Dimensional metrology | 28 | 3 | Angle | 84 | 3 | Angle instruments | 301 | 2
Spirit (bubble) level | 3 | L | Length | 12 | L/DimMet | Dimensional metrology | 28 | 3 | Angle | 84 | 3 | Angle instruments | 303 | 4
Squareness tester | 3 | L | Length | 12 | L/DimMet | Dimensional metrology | 28 | 3 | Angle | 84 | 3 | Angle instruments | 306 | 7
Theodolite | 3 | L | Length | 12 | L/DimMet | Dimensional metrology | 28 | 3 | Angle | 84 | 3 | Angle instruments | 304 | 5
Optical square (pentaprism) | 3 | L | Length | 12 | L/DimMet | Dimensional metrology | 28 | 3 | Angle | 86 | 5 | Angle prisms | 311 | 1
Retroreflection (cube-corner, cat-eye) prism | 3 | L | Length | 12 | L/DimMet | Dimensional metrology | 28 | 3 | Angle | 86 | 5 | Angle prisms | 312 | 2
Sine bar or table | 3 | L | Length | 12 | L/DimMet | Dimensional metrology | 28 | 3 | Angle | 83 | 2 | Small-angle generators | 299 | 1
Ball (hole, bore) plate | 3 | L | Length | 12 | L/DimMet | Dimensional metrology | 30 | 5 | Complex geometry | 95 | 4 | Coordinate Measuring Machine (CMM) artefacts | 343 | 1
Ball bar | 3 | L | Length | 12 | L/DimMet | Dimensional metrology | 30 | 5 | Complex geometry | 95 | 4 | Coordinate Measuring Machine (CMM) artefacts | 344 | 2
Large CMM artefact | 3 | L | Length | 12 | L/DimMet | Dimensional metrology | 30 | 5 | Complex geometry | 95 | 4 | Coordinate Measuring Machine (CMM) artefacts | 345 | 3
Reference software | 3 | L | Length | 12 | L/DimMet | Dimensional metrology | 30 | 5 | Complex geometry | 95 | 4 | Coordinate Measuring Machine (CMM) artefacts | 346 | 4
Test circle for imaging probing systems | 3 | L | Length | 12 | L/DimMet | Dimensional metrology | 30 | 5 | Complex geometry | 95 | 4 | Coordinate Measuring Machine (CMM) artefacts | 347 | 5
Bevel gear | 3 | L | Length | 12 | L/DimMet | Dimensional metrology | 30 | 5 | Complex geometry | 94 | 3 | Gear standards | 339 | 2
Gear involute master | 3 | L | Length | 12 | L/DimMet | Dimensional metrology | 30 | 5 | Complex geometry | 94 | 3 | Gear standards | 342 | 5
Gear lead master | 3 | L | Length | 12 | L/DimMet | Dimensional metrology | 30 | 5 | Complex geometry | 94 | 3 | Gear standards | 341 | 4
Gear pitch master | 3 | L | Length | 12 | L/DimMet | Dimensional metrology | 30 | 5 | Complex geometry | 94 | 3 | Gear standards | 340 | 3
Involute gear | 3 | L | Length | 12 | L/DimMet | Dimensional metrology | 30 | 5 | Complex geometry | 94 | 3 | Gear standards | 338 | 1
Hardness indenter (Rockwell, Vickers) | 3 | L | Length | 12 | L/DimMet | Dimensional metrology | 30 | 5 | Complex geometry | 97 | 6 | Hardness | 356 | 1
External API screw thread gauge | 3 | L | Length | 12 | L/DimMet | Dimensional metrology | 30 | 5 | Complex geometry | 93 | 2 | Screw standards | 337 | 6
Internal API screw thread gauge | 3 | L | Length | 12 | L/DimMet | Dimensional metrology | 30 | 5 | Complex geometry | 93 | 2 | Screw standards | 336 | 5
Thread plug, plain | 3 | L | Length | 12 | L/DimMet | Dimensional metrology | 30 | 5 | Complex geometry | 93 | 2 | Screw standards | 332 | 1
Thread plug, tapered | 3 | L | Length | 12 | L/DimMet | Dimensional metrology | 30 | 5 | Complex geometry | 93 | 2 | Screw standards | 333 | 2
Thread ring, plain | 3 | L | Length | 12 | L/DimMet | Dimensional metrology | 30 | 5 | Complex geometry | 93 | 2 | Screw standards | 334 | 3
Thread ring, tapered | 3 | L | Length | 12 | L/DimMet | Dimensional metrology | 30 | 5 | Complex geometry | 93 | 2 | Screw standards | 335 | 4
(Groove) depth (step height) standard | 3 | L | Length | 12 | L/DimMet | Dimensional metrology | 30 | 5 | Complex geometry | 92 | 1 | Surface texture standards | 326 | 1
Profile coordinate standard | 3 | L | Length | 12 | L/DimMet | Dimensional metrology | 30 | 5 | Complex geometry | 92 | 1 | Surface texture standards | 330 | 5
Roughness standard | 3 | L | Length | 12 | L/DimMet | Dimensional metrology | 30 | 5 | Complex geometry | 92 | 1 | Surface texture standards | 329 | 4
Soft gauge standard | 3 | L | Length | 12 | L/DimMet | Dimensional metrology | 30 | 5 | Complex geometry | 92 | 1 | Surface texture standards | 331 | 6
Spacing standard | 3 | L | Length | 12 | L/DimMet | Dimensional metrology | 30 | 5 | Complex geometry | 92 | 1 | Surface texture standards | 328 | 3
Tip-condition standard | 3 | L | Length | 12 | L/DimMet | Dimensional metrology | 30 | 5 | Complex geometry | 92 | 1 | Surface texture standards | 327 | 2
(Flatness, wavefront) interferometer | 3 | L | Length | 12 | L/DimMet | Dimensional metrology | 30 | 5 | Complex geometry | 96 | 5 | Two-dimension and three-dimension instruments | 354 | 7
CMM | 3 | L | Length | 12 | L/DimMet | Dimensional metrology | 30 | 5 | Complex geometry | 96 | 5 | Two-dimension and three-dimension instruments | 350 | 3
Form measuring machine | 3 | L | Length | 12 | L/DimMet | Dimensional metrology | 30 | 5 | Complex geometry | 96 | 5 | Two-dimension and three-dimension instruments | 355 | 8
Laser tracking measuring system | 3 | L | Length | 12 | L/DimMet | Dimensional metrology | 30 | 5 | Complex geometry | 96 | 5 | Two-dimension and three-dimension instruments | 351 | 4
Measuring microscope | 3 | L | Length | 12 | L/DimMet | Dimensional metrology | 30 | 5 | Complex geometry | 96 | 5 | Two-dimension and three-dimension instruments | 349 | 2
Measuring projector | 3 | L | Length | 12 | L/DimMet | Dimensional metrology | 30 | 5 | Complex geometry | 96 | 5 | Two-dimension and three-dimension instruments | 348 | 1
Motion (translation, angle) stage | 3 | L | Length | 12 | L/DimMet | Dimensional metrology | 30 | 5 | Complex geometry | 96 | 5 | Two-dimension and three-dimension instruments | 352 | 5
Profile instruments | 3 | L | Length | 12 | L/DimMet | Dimensional metrology | 30 | 5 | Complex geometry | 96 | 5 | Two-dimension and three-dimension instruments | 353 | 6
External cylinder | 3 | L | Length | 12 | L/DimMet | Dimensional metrology | 29 | 4 | Form | 90 | 4 | Cylindricity standards | 323 | 1
Internal cylinder | 3 | L | Length | 12 | L/DimMet | Dimensional metrology | 29 | 4 | Form | 90 | 4 | Cylindricity standards | 324 | 2
Optical flat | 3 | L | Length | 12 | L/DimMet | Dimensional metrology | 29 | 4 | Form | 87 | 1 | Flatness standards | 313 | 1
Optical parallel or wedge | 3 | L | Length | 12 | L/DimMet | Dimensional metrology | 29 | 4 | Form | 87 | 1 | Flatness standards | 314 | 2
Surface plate | 3 | L | Length | 12 | L/DimMet | Dimensional metrology | 29 | 4 | Form | 87 | 1 | Flatness standards | 315 | 3
Lens, radius standards | 3 | L | Length | 12 | L/DimMet | Dimensional metrology | 29 | 4 | Form | 91 | 5 | Optical standards | 325 | 1
External cylinder | 3 | L | Length | 12 | L/DimMet | Dimensional metrology | 29 | 4 | Form | 88 | 2 | Roundness standards | 316 | 1
Internal cylinder | 3 | L | Length | 12 | L/DimMet | Dimensional metrology | 29 | 4 | Form | 88 | 2 | Roundness standards | 317 | 2
Magnification standard (e.g. flick standard) | 3 | L | Length | 12 | L/DimMet | Dimensional metrology | 29 | 4 | Form | 88 | 2 | Roundness standards | 319 | 4
Sphere (hemisphere) | 3 | L | Length | 12 | L/DimMet | Dimensional metrology | 29 | 4 | Form | 88 | 2 | Roundness standards | 318 | 3
Cylindrical straightness standard | 3 | L | Length | 12 | L/DimMet | Dimensional metrology | 29 | 4 | Form | 89 | 3 | Straightness standards | 321 | 2
Straight edge | 3 | L | Length | 12 | L/DimMet | Dimensional metrology | 29 | 4 | Form | 89 | 3 | Straightness standards | 320 | 1
Straightness of guideway | 3 | L | Length | 12 | L/DimMet | Dimensional metrology | 29 | 4 | Form | 89 | 3 | Straightness standards | 322 | 3
External cylinder (plug, piston, pin, wire) | 3 | L | Length | 12 | L/DimMet | Dimensional metrology | 27 | 2 | Linear dimensions | 81 | 4 | Diameter standards | 293 | 1
Internal cylinder (ring) | 3 | L | Length | 12 | L/DimMet | Dimensional metrology | 27 | 2 | Linear dimensions | 81 | 4 | Diameter standards | 294 | 2
Sphere (ball) | 3 | L | Length | 12 | L/DimMet | Dimensional metrology | 27 | 2 | Linear dimensions | 81 | 4 | Diameter standards | 295 | 3
Feeler (thickness) gauge | 3 | L | Length | 12 | L/DimMet | Dimensional metrology | 27 | 2 | Linear dimensions | 79 | 2 | End standards | 283 | 6
Gap gauge | 3 | L | Length | 12 | L/DimMet | Dimensional metrology | 27 | 2 | Linear dimensions | 79 | 2 | End standards | 282 | 5
Gauge block | 3 | L | Length | 12 | L/DimMet | Dimensional metrology | 27 | 2 | Linear dimensions | 79 | 2 | End standards | 278 | 1
Length bar (long gauge block) | 3 | L | Length | 12 | L/DimMet | Dimensional metrology | 27 | 2 | Linear dimensions | 79 | 2 | End standards | 279 | 2
Plane or thread micrometer setting rod | 3 | L | Length | 12 | L/DimMet | Dimensional metrology | 27 | 2 | Linear dimensions | 79 | 2 | End standards | 280 | 3
Step gauge | 3 | L | Length | 12 | L/DimMet | Dimensional metrology | 27 | 2 | Linear dimensions | 79 | 2 | End standards | 281 | 4
(Laser, length) interferometer (system, optics, refractometer) | 3 | L | Length | 12 | L/DimMet | Dimensional metrology | 27 | 2 | Linear dimensions | 78 | 1 | Length instruments | 271 | 1
Dial-indicator tester | 3 | L | Length | 12 | L/DimMet | Dimensional metrology | 27 | 2 | Linear dimensions | 78 | 1 | Length instruments | 277 | 7
EDM instrument | 3 | L | Length | 12 | L/DimMet | Dimensional metrology | 27 | 2 | Linear dimensions | 78 | 1 | Length instruments | 272 | 2
Gauge block comparators | 3 | L | Length | 12 | L/DimMet | Dimensional metrology | 27 | 2 | Linear dimensions | 78 | 1 | Length instruments | 276 | 6
Height measuring instrument | 3 | L | Length | 12 | L/DimMet | Dimensional metrology | 27 | 2 | Linear dimensions | 78 | 1 | Length instruments | 274 | 4
One-dimension displacement transducer or actuator (LVDT, PZT, etc.) | 3 | L | Length | 12 | L/DimMet | Dimensional metrology | 27 | 2 | Linear dimensions | 78 | 1 | Length instruments | 275 | 5
One-dimension measuring machine | 3 | L | Length | 12 | L/DimMet | Dimensional metrology | 27 | 2 | Linear dimensions | 78 | 1 | Length instruments | 273 | 3
(Surveyor, engineer, pi) tape, (geodetic) wire | 3 | L | Length | 12 | L/DimMet | Dimensional metrology | 27 | 2 | Linear dimensions | 80 | 3 | Line standards | 290 | 7
Engineer or machinist scale, steel | 3 | L | Length | 12 | L/DimMet | Dimensional metrology | 27 | 2 | Linear dimensions | 80 | 3 | Line standards | 292 | 9
Grid plate | 3 | L | Length | 12 | L/DimMet | Dimensional metrology | 27 | 2 | Linear dimensions | 80 | 3 | Line standards | 286 | 3
Linewidth standard | 3 | L | Length | 12 | L/DimMet | Dimensional metrology | 27 | 2 | Linear dimensions | 80 | 3 | Line standards | 289 | 6
One-dimension grating | 3 | L | Length | 12 | L/DimMet | Dimensional metrology | 27 | 2 | Linear dimensions | 80 | 3 | Line standards | 287 | 4
Precision line scale | 3 | L | Length | 12 | L/DimMet | Dimensional metrology | 27 | 2 | Linear dimensions | 80 | 3 | Line standards | 284 | 1
Stage micrometer | 3 | L | Length | 12 | L/DimMet | Dimensional metrology | 27 | 2 | Linear dimensions | 80 | 3 | Line standards | 285 | 2
Surveyor levelling rod | 3 | L | Length | 12 | L/DimMet | Dimensional metrology | 27 | 2 | Linear dimensions | 80 | 3 | Line standards | 291 | 8
Two-dimension grating | 3 | L | Length | 12 | L/DimMet | Dimensional metrology | 27 | 2 | Linear dimensions | 80 | 3 | Line standards | 288 | 5
Standard of 1D point-to-point dimensions | 3 | L | Length | 12 | L/DimMet | Dimensional metrology | 27 | 2 | Linear dimensions | 256 | 5 | Standards of 1D Dimensions | 1026 | 1
Caliper | 3 | L | Length | 12 | L/DimMet | Dimensional metrology | 31 | 6 | Various dimensional | 98 | 1 | Hand instruments | 360 | 4
Depth gauge | 3 | L | Length | 12 | L/DimMet | Dimensional metrology | 31 | 6 | Various dimensional | 98 | 1 | Hand instruments | 361 | 5
Depth micrometer | 3 | L | Length | 12 | L/DimMet | Dimensional metrology | 31 | 6 | Various dimensional | 98 | 1 | Hand instruments | 359 | 3
Dial gauge | 3 | L | Length | 12 | L/DimMet | Dimensional metrology | 31 | 6 | Various dimensional | 98 | 1 | Hand instruments | 364 | 8
External micrometer | 3 | L | Length | 12 | L/DimMet | Dimensional metrology | 31 | 6 | Various dimensional | 98 | 1 | Hand instruments | 357 | 1
Internal three-point (bore) micrometer | 3 | L | Length | 12 | L/DimMet | Dimensional metrology | 31 | 6 | Various dimensional | 98 | 1 | Hand instruments | 363 | 7
Internal two-point (bore) micrometer | 3 | L | Length | 12 | L/DimMet | Dimensional metrology | 31 | 6 | Various dimensional | 98 | 1 | Hand instruments | 362 | 6
Micrometer head | 3 | L | Length | 12 | L/DimMet | Dimensional metrology | 31 | 6 | Various dimensional | 98 | 1 | Hand instruments | 358 | 2
Snap gauge (internal, external) | 3 | L | Length | 12 | L/DimMet | Dimensional metrology | 31 | 6 | Various dimensional | 98 | 1 | Hand instruments | 365 | 9
Layer thickness standard | 3 | L | Length | 12 | L/DimMet | Dimensional metrology | 31 | 6 | Various dimensional | 103 | 6 | Layer thickness | 371 | 1
Geodesic baseline | 3 | L | Length | 12 | L/DimMet | Dimensional metrology | 31 | 6 | Various dimensional | 101 | 4 | Long distance | 368 | 1
Piston - cylinder assembly | 3 | L | Length | 12 | L/DimMet | Dimensional metrology | 31 | 6 | Various dimensional | 99 | 2 | Pressure artefacts | 366 | 1
Sieve or mesh opening | 3 | L | Length | 12 | L/DimMet | Dimensional metrology | 31 | 6 | Various dimensional | 102 | 5 | Reference materials | 370 | 2
Standard particle | 3 | L | Length | 12 | L/DimMet | Dimensional metrology | 31 | 6 | Various dimensional | 102 | 5 | Reference materials | 369 | 1
Thermal expansion artefact | 3 | L | Length | 12 | L/DimMet | Dimensional metrology | 31 | 6 | Various dimensional | 100 | 3 | Thermal expansivity | 367 | 1
Spectral lamp | 3 | L | Length | 13 | L/Laser | Laser frequencies | 32 | 1 | Radiations of the mise en pratique | 106 | 2 | Lamp radiations | 375 | 1
Frequency stabilized laser | 3 | L | Length | 13 | L/Laser | Laser frequencies | 32 | 1 | Radiations of the mise en pratique | 105 | 1 | Laser radiations | 374 | 1
Density measuring device | 4 | M | Mass and related quantities | 14 | M/Dens | Density | 33 | 2 | Density | 108 | 2 | Density of liquid | 378 | 1
Density of liquid | 4 | M | Mass and related quantities | 14 | M/Dens | Density | 33 | 2 | Density | 108 | 2 | Density of liquid | 379 | 2
Density of solid | 4 | M | Mass and related quantities | 14 | M/Dens | Density | 33 | 2 | Density | 107 | 1 | Density of solid | 376 | 1
Volume of solid | 4 | M | Mass and related quantities | 14 | M/Dens | Density | 33 | 2 | Density | 107 | 1 | Density of solid | 377 | 2
Refractive index of liquid | 4 | M | Mass and related quantities | 14 | M/Dens | Density | 33 | 2 | Density | 109 | 3 | Refractive index of liquid | 380 | 3
Flow speed | 4 | M | Mass and related quantities | 15 | M/FF | Fluid flow | 34 | 9 | Fluid flow | 110 | 10 | Fluid flow | 384 | 4
Gas flow | 4 | M | Mass and related quantities | 15 | M/FF | Fluid flow | 34 | 9 | Fluid flow | 110 | 10 | Fluid flow | 382 | 2
Heat flow | 4 | M | Mass and related quantities | 15 | M/FF | Fluid flow | 34 | 9 | Fluid flow | 110 | 10 | Fluid flow | 386 | 6
Liquid flow | 4 | M | Mass and related quantities | 15 | M/FF | Fluid flow | 34 | 9 | Fluid flow | 110 | 10 | Fluid flow | 381 | 1
Multiphase flow | 4 | M | Mass and related quantities | 15 | M/FF | Fluid flow | 34 | 9 | Fluid flow | 110 | 10 | Fluid flow | 385 | 5
Quantity of fluid | 4 | M | Mass and related quantities | 15 | M/FF | Fluid flow | 34 | 9 | Fluid flow | 110 | 10 | Fluid flow | 383 | 3
Compression | 4 | M | Mass and related quantities | 16 | M/Force | Force | 35 | 4 | Force | 112 | 2 | Compression | 388 | 1
Tension | 4 | M | Mass and related quantities | 16 | M/Force | Force | 35 | 4 | Force | 111 | 1 | Tension | 387 | 1
Tension and compression | 4 | M | Mass and related quantities | 16 | M/Force | Force | 35 | 4 | Force | 113 | 3 | Tension and compression | 389 | 1
Gravity | 4 | M | Mass and related quantities | 37 | M/Gra | Gravity | 41 | 8 | Gravity | 124 | 1 | Gravity | 404 | 1
Hardness | 4 | M | Mass and related quantities | 36 | M/Har | Hardness | 40 | 7 | Hardness | 123 | 1 | Hardness | 403 | 1
Mass standard | 4 | M | Mass and related quantities | 17 | M/Mass | Mass, mass standards | 36 | 1 | Mass | 114 | 1 | Mass standard | 390 | 1
Gas medium | 4 | M | Mass and related quantities | 18 | M/Pres | Pressure | 37 | 3 | Pressure | 115 | 1 | Absolute pressure | 391 | 1
Liquid medium | 4 | M | Mass and related quantities | 18 | M/Pres | Pressure | 37 | 3 | Pressure | 115 | 1 | Absolute pressure | 392 | 2
Gas medium | 4 | M | Mass and related quantities | 18 | M/Pres | Pressure | 37 | 3 | Pressure | 117 | 3 | Differential pressure | 395 | 1
Liquid medium | 4 | M | Mass and related quantities | 18 | M/Pres | Pressure | 37 | 3 | Pressure | 117 | 3 | Differential pressure | 396 | 2
Gas medium | 4 | M | Mass and related quantities | 18 | M/Pres | Pressure | 37 | 3 | Pressure | 118 | 4 | Dynamic pressure | 397 | 1
Liquid medium | 4 | M | Mass and related quantities | 18 | M/Pres | Pressure | 37 | 3 | Pressure | 118 | 4 | Dynamic pressure | 398 | 2
Gas medium | 4 | M | Mass and related quantities | 18 | M/Pres | Pressure | 37 | 3 | Pressure | 116 | 2 | Gauge pressure | 393 | 1
Liquid medium | 4 | M | Mass and related quantities | 18 | M/Pres | Pressure | 37 | 3 | Pressure | 116 | 2 | Gauge pressure | 394 | 2
Torque | 4 | M | Mass and related quantities | 19 | M/Tor | Torque | 38 | 5 | Torque | 119 | 1 | Torque | 399 | 1
Capillary viscometers | 4 | M | Mass and related quantities | 35 | M/Vis | Viscosity | 39 | 6 | Viscosity | 121 | 2 | Capillary viscometers | 401 | 1
Certified Newtonian reference liquids | 4 | M | Mass and related quantities | 35 | M/Vis | Viscosity | 39 | 6 | Viscosity | 120 | 1 | Certified Newtonian reference liquids | 400 | 1
Viscosity measurement of Newtonian liquids | 4 | M | Mass and related quantities | 35 | M/Vis | Viscosity | 39 | 6 | Viscosity | 122 | 3 | Viscosity measurement of Newtonian liquids | 402 | 1
Loss, measuring instrument | 5 | PR | Photometry and Radiometry | 21 | PR/Fibre | Fibre optics | 45 | 7 | Fibre optics | 153 | 5 | Attenuation | 1042 | 2
Loss, optical fibre component | 5 | PR | Photometry and Radiometry | 21 | PR/Fibre | Fibre optics | 45 | 7 | Fibre optics | 153 | 5 | Attenuation | 449 | 1
Spectral attenuation, optical fibre | 5 | PR | Photometry and Radiometry | 21 | PR/Fibre | Fibre optics | 45 | 7 | Fibre optics | 153 | 5 | Attenuation | 448 | 0
Dispersion slope, measuring instrument | 5 | PR | Photometry and Radiometry | 21 | PR/Fibre | Fibre optics | 45 | 7 | Fibre optics | 154 | 7 | Chromatic dispersion | 1036 | 5
Dispersion slope, optical fibre | 5 | PR | Photometry and Radiometry | 21 | PR/Fibre | Fibre optics | 45 | 7 | Fibre optics | 154 | 7 | Chromatic dispersion | 452 | 2
Dispersion, measuring instrument | 5 | PR | Photometry and Radiometry | 21 | PR/Fibre | Fibre optics | 45 | 7 | Fibre optics | 154 | 7 | Chromatic dispersion | 1034 | 3
Dispersion, optical fibre | 5 | PR | Photometry and Radiometry | 21 | PR/Fibre | Fibre optics | 45 | 7 | Fibre optics | 154 | 7 | Chromatic dispersion | 450 | 0
Zero dispersion wavelength, measuring instrument | 5 | PR | Photometry and Radiometry | 21 | PR/Fibre | Fibre optics | 45 | 7 | Fibre optics | 154 | 7 | Chromatic dispersion | 1035 | 4
Zero dispersion wavelength, optical fibre | 5 | PR | Photometry and Radiometry | 21 | PR/Fibre | Fibre optics | 45 | 7 | Fibre optics | 154 | 7 | Chromatic dispersion | 451 | 1
Distance scale deviation, OTDR | 5 | PR | Photometry and Radiometry | 21 | PR/Fibre | Fibre optics | 45 | 7 | Fibre optics | 150 | 10 | Length | 1037 | 2
Length, optical fibre | 5 | PR | Photometry and Radiometry | 21 | PR/Fibre | Fibre optics | 45 | 7 | Fibre optics | 150 | 10 | Length | 441 | 0
Location offset, OTDR | 5 | PR | Photometry and Radiometry | 21 | PR/Fibre | Fibre optics | 45 | 7 | Fibre optics | 150 | 10 | Length | 442 | 1
Encircled flux, fibre optic source or fibre | 5 | PR | Photometry and Radiometry | 21 | PR/Fibre | Fibre optics | 45 | 7 | Fibre optics | 257 | 3 | Modal properties | 1027 | 0
Encircled flux, measuring instrument | 5 | PR | Photometry and Radiometry | 21 | PR/Fibre | Fibre optics | 45 | 7 | Fibre optics | 257 | 3 | Modal properties | 1028 | 1
Mode field diameter (MFD), optical fibre | 5 | PR | Photometry and Radiometry | 21 | PR/Fibre | Fibre optics | 45 | 7 | Fibre optics | 257 | 3 | Modal properties | 1029 | 2
Numerical aperture, optical fibre | 5 | PR | Photometry and Radiometry | 21 | PR/Fibre | Fibre optics | 45 | 7 | Fibre optics | 257 | 3 | Modal properties | 1030 | 3
Artefact | 5 | PR | Photometry and Radiometry | 21 | PR/Fibre | Fibre optics | 45 | 7 | Fibre optics | 258 | 8 | Polarization mode dispersion | 1033 | 2
Measuring instrument | 5 | PR | Photometry and Radiometry | 21 | PR/Fibre | Fibre optics | 45 | 7 | Fibre optics | 258 | 8 | Polarization mode dispersion | 1032 | 1
Optical fibre | 5 | PR | Photometry and Radiometry | 21 | PR/Fibre | Fibre optics | 45 | 7 | Fibre optics | 258 | 8 | Polarization mode dispersion | 1031 | 0
Fibre optic power meter | 5 | PR | Photometry and Radiometry | 21 | PR/Fibre | Fibre optics | 45 | 7 | Fibre optics | 149 | 1 | Responsivity | 440 | 0
Fibre optic source | 5 | PR | Photometry and Radiometry | 21 | PR/Fibre | Fibre optics | 45 | 7 | Fibre optics | 152 | 2 | Wavelength | 445 | 0
Optical spectrum analyser | 5 | PR | Photometry and Radiometry | 21 | PR/Fibre | Fibre optics | 45 | 7 | Fibre optics | 152 | 2 | Wavelength | 446 | 1
Wavelength meter | 5 | PR | Photometry and Radiometry | 21 | PR/Fibre | Fibre optics | 45 | 7 | Fibre optics | 152 | 2 | Wavelength | 447 | 2
Wavelength standard | 5 | PR | Photometry and Radiometry | 21 | PR/Fibre | Fibre optics | 45 | 7 | Fibre optics | 152 | 2 | Wavelength | 1038 | 3
LED | 5 | PR | Photometry and Radiometry | 23 | PR/Photo | Photometry | 48 | 1 | Photometry | 188 | 7 | Averaged luminous intensity | 494 | 1
Tungsten lamp | 5 | PR | Photometry and Radiometry | 23 | PR/Photo | Photometry | 48 | 1 | Photometry | 185 | 4 | Illuminance | 491 | 1
Tungsten source | 5 | PR | Photometry and Radiometry | 23 | PR/Photo | Photometry | 48 | 1 | Photometry | 183 | 2 | Illuminance responsivity | 488 | 1
Tungsten-based source | 5 | PR | Photometry and Radiometry | 23 | PR/Photo | Photometry | 48 | 1 | Photometry | 186 | 5 | Luminance | 492 | 1
Luminance meter | 5 | PR | Photometry and Radiometry | 23 | PR/Photo | Photometry | 48 | 1 | Photometry | 187 | 6 | Luminance responsivity | 493 | 0
Flash photometer | 5 | PR | Photometry and Radiometry | 23 | PR/Photo | Photometry | 48 | 1 | Photometry | 189 | 8 | Luminous exposure | 496 | 1
General source | 5 | PR | Photometry and Radiometry | 23 | PR/Photo | Photometry | 48 | 1 | Photometry | 189 | 8 | Luminous exposure | 495 | 0
LED | 5 | PR | Photometry and Radiometry | 23 | PR/Photo | Photometry | 48 | 1 | Photometry | 184 | 3 | Luminous flux | 490 | 2
Tungsten lamp | 5 | PR | Photometry and Radiometry | 23 | PR/Photo | Photometry | 48 | 1 | Photometry | 184 | 3 | Luminous flux | 489 | 1
Tungsten lamp | 5 | PR | Photometry and Radiometry | 23 | PR/Photo | Photometry | 48 | 1 | Photometry | 182 | 1 | Luminous intensity | 487 | 1
Solar spectroradiometer | 5 | PR | Photometry and Radiometry | 20 | PR/Detector | Properties of detectors and sources | 42 | 2 | Properties of detectors | 127 | 11 | Responsitivity, solar, spectral, irradiance | 407 | 0
Broadband detector | 5 | PR | Photometry and Radiometry | 20 | PR/Detector | Properties of detectors and sources | 42 | 2 | Properties of detectors | 134 | 8 | Responsivity, blackbody, total irradiance | 416 | 0
General detector | 5 | PR | Photometry and Radiometry | 20 | PR/Detector | Properties of detectors and sources | 42 | 2 | Properties of detectors | 131 | 5 | Responsivity, laser, energy | 412 | 0
General detector | 5 | PR | Photometry and Radiometry | 20 | PR/Detector | Properties of detectors and sources | 42 | 2 | Properties of detectors | 130 | 4 | Responsivity, laser, power | 411 | 0
Broadband detector | 5 | PR | Photometry and Radiometry | 20 | PR/Detector | Properties of detectors and sources | 42 | 2 | Properties of detectors | 133 | 7 | Responsivity, solar, irradiance | 415 | 1
General detector | 5 | PR | Photometry and Radiometry | 20 | PR/Detector | Properties of detectors and sources | 42 | 2 | Properties of detectors | 133 | 7 | Responsivity, solar, irradiance | 414 | 0
General detector | 5 | PR | Photometry and Radiometry | 20 | PR/Detector | Properties of detectors and sources | 42 | 2 | Properties of detectors | 132 | 6 | Responsivity, solar, power | 413 | 0
Broad band detector | 5 | PR | Photometry and Radiometry | 20 | PR/Detector | Properties of detectors and sources | 42 | 2 | Properties of detectors | 128 | 2 | Responsivity, spectral, irradiance | 408 | 2
Spectroradiometer | 5 | PR | Photometry and Radiometry | 20 | PR/Detector | Properties of detectors and sources | 42 | 2 | Properties of detectors | 128 | 2 | Responsivity, spectral, irradiance | 409 | 3
Broad band detector | 5 | PR | Photometry and Radiometry | 20 | PR/Detector | Properties of detectors and sources | 42 | 2 | Properties of detectors | 125 | 1 | Responsivity, spectral, power | 405 | 1
Spectroradiometer | 5 | PR | Photometry and Radiometry | 20 | PR/Detector | Properties of detectors and sources | 42 | 2 | Properties of detectors | 129 | 3 | Responsivity, spectral, radiance | 410 | 0
Broadband detector | 5 | PR | Photometry and Radiometry | 20 | PR/Detector | Properties of detectors and sources | 42 | 2 | Properties of detectors | 260 | 12 | Responsivity, terrestrial irradiance | 1043 | 1
UV radiometer | 5 | PR | Photometry and Radiometry | 20 | PR/Detector | Properties of detectors and sources | 42 | 2 | Properties of detectors | 135 | 9 | Responsivity, UV, broadband irradiance | 417 | 0
UV radiometer | 5 | PR | Photometry and Radiometry | 20 | PR/Detector | Properties of detectors and sources | 42 | 2 | Properties of detectors | 126 | 10 | Responsivity, UV, broadband radiant exposure | 406 | 0
Deuterium lamp | 5 | PR | Photometry and Radiometry | 20 | PR/Detector | Properties of detectors and sources | 43 | 3 | Spectral emission properties of sources | 136 | 1 | Irradiance, spectral | 419 | 2
Tungsten lamp | 5 | PR | Photometry and Radiometry | 20 | PR/Detector | Properties of detectors and sources | 43 | 3 | Spectral emission properties of sources | 136 | 1 | Irradiance, spectral | 418 | 1
Laser | 5 | PR | Photometry and Radiometry | 20 | PR/Detector | Properties of detectors and sources | 43 | 3 | Spectral emission properties of sources | 138 | 3 | Power, spectral total radiant | 423 | 1
Deuterium lamp | 5 | PR | Photometry and Radiometry | 20 | PR/Detector | Properties of detectors and sources | 43 | 3 | Spectral emission properties of sources | 137 | 2 | Radiance, spectral | 421 | 2
General source | 5 | PR | Photometry and Radiometry | 20 | PR/Detector | Properties of detectors and sources | 43 | 3 | Spectral emission properties of sources | 137 | 2 | Radiance, spectral | 422 | 3
Tungsten lamp | 5 | PR | Photometry and Radiometry | 20 | PR/Detector | Properties of detectors and sources | 43 | 3 | Spectral emission properties of sources | 137 | 2 | Radiance, spectral | 420 | 1
General source | 5 | PR | Photometry and Radiometry | 20 | PR/Detector | Properties of detectors and sources | 43 | 3 | Spectral emission properties of sources | 140 | 5 | Radiant flux, spectral | 426 | 0
Tungsten lamp | 5 | PR | Photometry and Radiometry | 20 | PR/Detector | Properties of detectors and sources | 43 | 3 | Spectral emission properties of sources | 140 | 5 | Radiant flux, spectral | 427 | 1
Deuterium lamp | 5 | PR | Photometry and Radiometry | 20 | PR/Detector | Properties of detectors and sources | 43 | 3 | Spectral emission properties of sources | 139 | 4 | Radiant intensity, spectral | 425 | 2
Tungsten lamp | 5 | PR | Photometry and Radiometry | 20 | PR/Detector | Properties of detectors and sources | 43 | 3 | Spectral emission properties of sources | 139 | 4 | Radiant intensity, spectral | 424 | 1
Colorimeter | 5 | PR | Photometry and Radiometry | 20 | PR/Detector | Properties of detectors and sources | 44 | 5 | Spectral.-int. meas. for sources and detectors | 145 | 5 | Chromaticity response | 435 | 0
General source | 5 | PR | Photometry and Radiometry | 20 | PR/Detector | Properties of detectors and sources | 44 | 5 | Spectral.-int. meas. for sources and detectors | 146 | 6 | Colour rendering, Ra | 436 | 0
Display, colour space: L*a*b | 5 | PR | Photometry and Radiometry | 20 | PR/Detector | Properties of detectors and sources | 44 | 5 | Spectral.-int. meas. for sources and detectors | 144 | 4 | Colour, emitted | 434 | 3
General source, colour space: u-prime, v-prime | 5 | PR | Photometry and Radiometry | 20 | PR/Detector | Properties of detectors and sources | 44 | 5 | Spectral.-int. meas. for sources and detectors | 144 | 4 | Colour, emitted | 433 | 2
General source, colour space: u, v | 5 | PR | Photometry and Radiometry | 20 | PR/Detector | Properties of detectors and sources | 44 | 5 | Spectral.-int. meas. for sources and detectors | 144 | 4 | Colour, emitted | 432 | 1
General source, colour space: x, y | 5 | PR | Photometry and Radiometry | 20 | PR/Detector | Properties of detectors and sources | 44 | 5 | Spectral.-int. meas. for sources and detectors | 144 | 4 | Colour, emitted | 431 | 0
Tungsten lamp | 5 | PR | Photometry and Radiometry | 20 | PR/Detector | Properties of detectors and sources | 44 | 5 | Spectral.-int. meas. for sources and detectors | 142 | 2 | Correlated colour temperature | 429 | 1
Colour temperature meter | 5 | PR | Photometry and Radiometry | 20 | PR/Detector | Properties of detectors and sources | 44 | 5 | Spectral.-int. meas. for sources and detectors | 143 | 3 | Correlated colour temperature response | 430 | 0
Tungsten lamp | 5 | PR | Photometry and Radiometry | 20 | PR/Detector | Properties of detectors and sources | 44 | 5 | Spectral.-int. meas. for sources and detectors | 141 | 1 | Distribution temperature | 428 | 0
Blackbody | 5 | PR | Photometry and Radiometry | 20 | PR/Detector | Properties of detectors and sources | 44 | 5 | Spectral.-int. meas. for sources and detectors | 147 | 7 | Radiance, total | 437 | 0
General source | 5 | PR | Photometry and Radiometry | 20 | PR/Detector | Properties of detectors and sources | 44 | 5 | Spectral.-int. meas. for sources and detectors | 148 | 8 | Radiant flux, total | 438 | 0
LED | 5 | PR | Photometry and Radiometry | 20 | PR/Detector | Properties of detectors and sources | 44 | 5 | Spectral.-int. meas. for sources and detectors | 148 | 8 | Radiant flux, total | 439 | 1
Diffusely reflecting material | 5 | PR | Photometry and Radiometry | 22 | PR/Mater | Properties of materials | 47 | 6 | Colour and other spectral.-int. meas. of materials | 175 | 2 | Colour, surface, Lab | 480 | 2
Fluorescent material | 5 | PR | Photometry and Radiometry | 22 | PR/Mater | Properties of materials | 47 | 6 | Colour and other spectral.-int. meas. of materials | 175 | 2 | Colour, surface, Lab | 479 | 1
General material | 5 | PR | Photometry and Radiometry | 22 | PR/Mater | Properties of materials | 47 | 6 | Colour and other spectral.-int. meas. of materials | 175 | 2 | Colour, surface, Lab | 478 | 0
Diffusely reflecting material | 5 | PR | Photometry and Radiometry | 22 | PR/Mater | Properties of materials | 47 | 6 | Colour and other spectral.-int. meas. of materials | 172 | 1 | Colour, surface, x, y, Y | 475 | 2
Fluorescent material | 5 | PR | Photometry and Radiometry | 22 | PR/Mater | Properties of materials | 47 | 6 | Colour and other spectral.-int. meas. of materials | 172 | 1 | Colour, surface, x, y, Y | 474 | 1
General material | 5 | PR | Photometry and Radiometry | 22 | PR/Mater | Properties of materials | 47 | 6 | Colour and other spectral.-int. meas. of materials | 172 | 1 | Colour, surface, x, y, Y | 473 | 0
General material | 5 | PR | Photometry and Radiometry | 22 | PR/Mater | Properties of materials | 47 | 6 | Colour and other spectral.-int. meas. of materials | 177 | 4 | Colour, transmitted, Lab | 482 | 0
General material | 5 | PR | Photometry and Radiometry | 22 | PR/Mater | Properties of materials | 47 | 6 | Colour and other spectral.-int. meas. of materials | 176 | 3 | Colour, transmitted, x, y, Y | 481 | 0
General material | 5 | PR | Photometry and Radiometry | 22 | PR/Mater | Properties of materials | 47 | 6 | Colour and other spectral.-int. meas. of materials | 179 | 6 | Gloss | 484 | 0
General material | 5 | PR | Photometry and Radiometry | 22 | PR/Mater | Properties of materials | 47 | 6 | Colour and other spectral.-int. meas. of materials | 180 | 7 | Haze | 485 | 0
General material | 5 | PR | Photometry and Radiometry | 22 | PR/Mater | Properties of materials | 47 | 6 | Colour and other spectral.-int. meas. of materials | 173 | 10 | Luminance coefficient | 476 | 0
General material | 5 | PR | Photometry and Radiometry | 22 | PR/Mater | Properties of materials | 47 | 6 | Colour and other spectral.-int. meas. of materials | 181 | 9 | Luminance factor | 486 | 0
General material | 5 | PR | Photometry and Radiometry | 22 | PR/Mater | Properties of materials | 47 | 6 | Colour and other spectral.-int. meas. of materials | 178 | 5 | Retroreflectance | 483 | 0
General material | 5 | PR | Photometry and Radiometry | 22 | PR/Mater | Properties of materials | 47 | 6 | Colour and other spectral.-int. meas. of materials | 174 | 12 | Whiteness | 477 | 0
Spectrally-neutral material | 5 | PR | Photometry and Radiometry | 22 | PR/Mater | Properties of materials | 46 | 4 | Spectral properties of materials | 167 | 4 | Absorbance, diffuse, spectral | 468 | 1
Spectrally-neutral material | 5 | PR | Photometry and Radiometry | 22 | PR/Mater | Properties of materials | 46 | 4 | Spectral properties of materials | 166 | 3 | Absorbance, regular, spectral | 467 | 1
Liquid material | 5 | PR | Photometry and Radiometry | 22 | PR/Mater | Properties of materials | 46 | 4 | Spectral properties of materials | 163 | 17 | Angle of rotation of polarization plane, spectral | 464 | 1
Solid material | 5 | PR | Photometry and Radiometry | 22 | PR/Mater | Properties of materials | 46 | 4 | Spectral properties of materials | 163 | 17 | Angle of rotation of polarization plane, spectral | 463 | 0
General material | 5 | PR | Photometry and Radiometry | 22 | PR/Mater | Properties of materials | 46 | 4 | Spectral properties of materials | 157 | 11 | BRDF | 455 | 0
General material | 5 | PR | Photometry and Radiometry | 22 | PR/Mater | Properties of materials | 46 | 4 | Spectral properties of materials | 164 | 18 | Ellipsometric angles phi, delta, spectral | 465 | 0
General material | 5 | PR | Photometry and Radiometry | 22 | PR/Mater | Properties of materials | 46 | 4 | Spectral properties of materials | 171 | 9 | Emissivity | 472 | 0
General material | 5 | PR | Photometry and Radiometry | 22 | PR/Mater | Properties of materials | 46 | 4 | Spectral properties of materials | 156 | 10 | Emittance, spectral | 454 | 0
Fluorescent material | 5 | PR | Photometry and Radiometry | 22 | PR/Mater | Properties of materials | 46 | 4 | Spectral properties of materials | 160 | 14 | Luminescent radiance factor | 459 | 0
Fluorescent material | 5 | PR | Photometry and Radiometry | 22 | PR/Mater | Properties of materials | 46 | 4 | Spectral properties of materials | 159 | 13 | Radiance factor | 458 | 1
General material | 5 | PR | Photometry and Radiometry | 22 | PR/Mater | Properties of materials | 46 | 4 | Spectral properties of materials | 159 | 13 | Radiance factor | 457 | 0
General material | 5 | PR | Photometry and Radiometry | 22 | PR/Mater | Properties of materials | 46 | 4 | Spectral properties of materials | 158 | 12 | Reflectance factor | 456 | 0
Spectrally-neutral material | 5 | PR | Photometry and Radiometry | 22 | PR/Mater | Properties of materials | 46 | 4 | Spectral properties of materials | 168 | 5 | Reflectance, diffuse, spectral | 469 | 1
Spectrally-neutral material | 5 | PR | Photometry and Radiometry | 22 | PR/Mater | Properties of materials | 46 | 4 | Spectral properties of materials | 170 | 7 | Reflectance, hemispherical, spectral | 471 | 1
Spectrally-neutral material | 5 | PR | Photometry and Radiometry | 22 | PR/Mater | Properties of materials | 46 | 4 | Spectral properties of materials | 169 | 6 | Reflectance, regular, spectral | 470 | 1
Solid material | 5 | PR | Photometry and Radiometry | 22 | PR/Mater | Properties of materials | 46 | 4 | Spectral properties of materials | 162 | 16 | Refractive index, spectral | 462 | 0
Spectrally-neutral material | 5 | PR | Photometry and Radiometry | 22 | PR/Mater | Properties of materials | 46 | 4 | Spectral properties of materials | 165 | 2 | Transmittance, diffuse, spectral | 466 | 1
Spectrally-neutral material | 5 | PR | Photometry and Radiometry | 22 | PR/Mater | Properties of materials | 46 | 4 | Spectral properties of materials | 155 | 1 | Transmittance, regular, spectral | 453 | 1
Spectrally-selective reflecting material | 5 | PR | Photometry and Radiometry | 22 | PR/Mater | Properties of materials | 46 | 4 | Spectral properties of materials | 161 | 15 | Wavelength | 461 | 1
Spectrally-selective transmitting material | 5 | PR | Photometry and Radiometry | 22 | PR/Mater | Properties of materials | 46 | 4 | Spectral properties of materials | 161 | 15 | Wavelength | 460 | 0
Dew-point generators | 6 | T | Thermometry | 24 | T/H | Humidity | 50 | 4 | Dynamic generators | 194 | 1 | Dew-point generators | 501 | 1
Flow mixing | 6 | T | Thermometry | 24 | T/H | Humidity | 50 | 4 | Dynamic generators | 196 | 3 | Flow mixing | 503 | 1
Permeation tube, diffusion tube | 6 | T | Thermometry | 24 | T/H | Humidity | 50 | 4 | Dynamic generators | 197 | 4 | Permeation tube, diffusion tube | 504 | 1
Relative humidity generators | 6 | T | Thermometry | 24 | T/H | Humidity | 50 | 4 | Dynamic generators | 195 | 2 | Relative humidity generators | 502 | 1
Dew-point hygrometers | 6 | T | Thermometry | 24 | T/H | Humidity | 49 | 3 | Hygrometers | 190 | 1 | Dew-point hygrometers | 497 | 1
Other hygrometers | 6 | T | Thermometry | 24 | T/H | Humidity | 49 | 3 | Hygrometers | 193 | 4 | Other hygrometers | 500 | 1
Psychrometers | 6 | T | Thermometry | 24 | T/H | Humidity | 49 | 3 | Hygrometers | 191 | 2 | Psychrometers | 498 | 1
Relative humidity sensors | 6 | T | Thermometry | 24 | T/H | Humidity | 49 | 3 | Hygrometers | 192 | 3 | Relative humidity sensors | 499 | 1
Reference gases | 6 | T | Thermometry | 24 | T/H | Humidity | 51 | 5 | Static generators | 199 | 2 | Reference gases | 506 | 1
Salt solutions (saturated, unsaturated) | 6 | T | Thermometry | 24 | T/H | Humidity | 51 | 5 | Static generators | 198 | 1 | Salt solutions (saturated, unsaturated) | 505 | 1
Apparatus for contact thermometry | 6 | T | Thermometry | 25 | T/T | Temperature | 52 | 1 | Items for defining ITS-90 | 201 | 2 | Complete apparatus realizing fixed-points | 509 | 1
Apparatus for radiation thermometry | 6 | T | Thermometry | 25 | T/T | Temperature | 52 | 1 | Items for defining ITS-90 | 201 | 2 | Complete apparatus realizing fixed-points | 510 | 2
Cells for contact thermometry | 6 | T | Thermometry | 25 | T/T | Temperature | 52 | 1 | Items for defining ITS-90 | 200 | 1 | Primary fixed-point cells | 507 | 1
Cells for radiation thermometry | 6 | T | Thermometry | 25 | T/T | Temperature | 52 | 1 | Items for defining ITS-90 | 200 | 1 | Primary fixed-point cells | 508 | 2
Capsule-type SPRTs | 6 | T | Thermometry | 25 | T/T | Temperature | 52 | 1 | Items for defining ITS-90 | 202 | 3 | Standard platinum resistance therm. (SPRTs) | 511 | 1
Long-stem SPRTs including HTSPRTs | 6 | T | Thermometry | 25 | T/T | Temperature | 52 | 1 | Items for defining ITS-90 | 202 | 3 | Standard platinum resistance therm. (SPRTs) | 512 | 2
Standard radiation thermometers | 6 | T | Thermometry | 25 | T/T | Temperature | 52 | 1 | Items for defining ITS-90 | 203 | 4 | Standard radiation thermometers | 513 | 1
Liquid-in-glass thermometers | 6 | T | Thermometry | 25 | T/T | Temperature | 53 | 2 | Items for disseminating ITS-90 and PLTS 2000 | 207 | 4 | Liquid-in-glass thermometers | 521 | 1
Bridge linearity | 6 | T | Thermometry | 25 | T/T | Temperature | 53 | 2 | Items for disseminating ITS-90 and PLTS 2000 | 211 | 8 | Other measurement services | 529 | 1
Compensation wires for cold junction | 6 | T | Thermometry | 25 | T/T | Temperature | 53 | 2 | Items for disseminating ITS-90 and PLTS 2000 | 211 | 8 | Other measurement services | 530 | 2
Dry-well block calibrators | 6 | T | Thermometry | 25 | T/T | Temperature | 53 | 2 | Items for disseminating ITS-90 and PLTS 2000 | 211 | 8 | Other measurement services | 534 | 6
Phase-transition temperature of reference materials | 6 | T | Thermometry | 25 | T/T | Temperature | 53 | 2 | Items for disseminating ITS-90 and PLTS 2000 | 211 | 8 | Other measurement services | 533 | 5
Temperature indicators | 6 | T | Thermometry | 25 | T/T | Temperature | 53 | 2 | Items for disseminating ITS-90 and PLTS 2000 | 211 | 8 | Other measurement services | 532 | 4
Wires for melting-point measurements for thermocouples | 6 | T | Thermometry | 25 | T/T | Temperature | 53 | 2 | Items for disseminating ITS-90 and PLTS 2000 | 211 | 8 | Other measurement services | 531 | 3
Air temperature sensors | 6 | T | Thermometry | 25 | T/T | Temperature | 53 | 2 | Items for disseminating ITS-90 and PLTS 2000 | 209 | 6 | Other thermometers | 526 | 1
Other thermometers | 6 | T | Thermometry | 25 | T/T | Temperature | 53 | 2 | Items for disseminating ITS-90 and PLTS 2000 | 209 | 6 | Other thermometers | 527 | 2
Radiation thermometers and visual optical pyrometers | 6 | T | Thermometry | 25 | T/T | Temperature | 53 | 2 | Items for disseminating ITS-90 and PLTS 2000 | 208 | 5 | Radiation thermometry | 525 | 4
Secondary fixed-point blackbody cells and apparatus | 6 | T | Thermometry | 25 | T/T | Temperature | 53 | 2 | Items for disseminating ITS-90 and PLTS 2000 | 208 | 5 | Radiation thermometry | 522 | 1
Strip lamps | 6 | T | Thermometry | 25 | T/T | Temperature | 53 | 2 | Items for disseminating ITS-90 and PLTS 2000 | 208 | 5 | Radiation thermometry | 524 | 3
Variable temperature blackbody radiation sources | 6 | T | Thermometry | 25 | T/T | Temperature | 53 | 2 | Items for disseminating ITS-90 and PLTS 2000 | 208 | 5 | Radiation thermometry | 523 | 2
Platinum resistance thermometers (PRTs) | 6 | T | Thermometry | 25 | T/T | Temperature | 53 | 2 | Items for disseminating ITS-90 and PLTS 2000 | 205 | 2 | Resistance thermometers | 516 | 2
Rhodium-iron resistance thermometers | 6 | T | Thermometry | 25 | T/T | Temperature | 53 | 2 | Items for disseminating ITS-90 and PLTS 2000 | 205 | 2 | Resistance thermometers | 515 | 1
Thermistors and other resistive thermometers | 6 | T | Thermometry | 25 | T/T | Temperature | 53 | 2 | Items for disseminating ITS-90 and PLTS 2000 | 205 | 2 | Resistance thermometers | 517 | 3
Secondary fixed-points and apparatus for contact thermometry | 6 | T | Thermometry | 25 | T/T | Temperature | 53 | 2 | Items for disseminating ITS-90 and PLTS 2000 | 204 | 1 | Secondary fixed-point cells and apparatus | 514 | 1
Temperature sensors with display unit | 6 | T | Thermometry | 25 | T/T | Temperature | 53 | 2 | Items for disseminating ITS-90 and PLTS 2000 | 210 | 7 | Temperature sensors with display unit | 528 | 1
Base-metal thermocouples | 6 | T | Thermometry | 25 | T/T | Temperature | 53 | 2 | Items for disseminating ITS-90 and PLTS 2000 | 206 | 3 | Thermocouples | 519 | 2
Noble-metal thermocouples | 6 | T | Thermometry | 25 | T/T | Temperature | 53 | 2 | Items for disseminating ITS-90 and PLTS 2000 | 206 | 3 | Thermocouples | 518 | 1
Pure-metal thermocouples | 6 | T | Thermometry | 25 | T/T | Temperature | 53 | 2 | Items for disseminating ITS-90 and PLTS 2000 | 206 | 3 | Thermocouples | 520 | 3
Fixed-point blackbody cells and apparatus | 6 | T | Thermometry | 25 | T/T | Temperature | 64 | 7 | Items used for disseminating thermodynamic temperature | 259 | 1 | Radiation thermometry | 1039 | 1
Radiation thermometers | 6 | T | Thermometry | 25 | T/T | Temperature | 64 | 7 | Items used for disseminating thermodynamic temperature | 259 | 1 | Radiation thermometry | 1040 | 2
Variable temperature blackbody radiation sources | 6 | T | Thermometry | 25 | T/T | Temperature | 64 | 7 | Items used for disseminating thermodynamic temperature | 259 | 1 | Radiation thermometry | 1041 | 3
Calorific value | 6 | T | Thermometry | 26 | T/TQ | Thermophysical quantities | 54 | 6 | Thermophysical quantities | 213 | 2 | Caloric property | 539 | 3
Heat of fusion | 6 | T | Thermometry | 26 | T/TQ | Thermophysical quantities | 54 | 6 | Thermophysical quantities | 213 | 2 | Caloric property | 538 | 2
Specific heat capacity | 6 | T | Thermometry | 26 | T/TQ | Thermophysical quantities | 54 | 6 | Thermophysical quantities | 213 | 2 | Caloric property | 537 | 1
Spectral emissivity | 6 | T | Thermometry | 26 | T/TQ | Thermophysical quantities | 54 | 6 | Thermophysical quantities | 214 | 3 | Radiative property | 540 | 1
Total emissivity | 6 | T | Thermometry | 26 | T/TQ | Thermophysical quantities | 54 | 6 | Thermophysical quantities | 214 | 3 | Radiative property | 541 | 2
Thermal conductivity | 6 | T | Thermometry | 26 | T/TQ | Thermophysical quantities | 54 | 6 | Thermophysical quantities | 212 | 1 | Thermal transport property | 535 | 1
Thermal diffusivity | 6 | T | Thermometry | 26 | T/TQ | Thermophysical quantities | 54 | 6 | Thermophysical quantities | 212 | 1 | Thermal transport property | 536 | 2
Thermal expansion coefficient | 6 | T | Thermometry | 26 | T/TQ | Thermophysical quantities | 54 | 6 | Thermophysical quantities | 215 | 4 | Thermo-mechanical property | 542 | 1
Frequency counter | 7 | TF | Time and Frequency | 27 | TF/F | Frequency | 55 | 2 | Frequency | 218 | 3 | Frequency meter | 546 | 1
Frequency meter | 7 | TF | Time and Frequency | 27 | TF/F | Frequency | 55 | 2 | Frequency | 218 | 3 | Frequency meter | 547 | 2
General frequency source | 7 | TF | Time and Frequency | 27 | TF/F | Frequency | 55 | 2 | Frequency | 217 | 2 | General frequency source | 545 | 1
Local frequency standard | 7 | TF | Time and Frequency | 27 | TF/F | Frequency | 55 | 2 | Frequency | 216 | 1 | Standard frequency source | 543 | 1
Remote frequency standard | 7 | TF | Time and Frequency | 27 | TF/F | Frequency | 55 | 2 | Frequency | 216 | 1 | Standard frequency source | 544 | 2
Period meter | 7 | TF | Time and Frequency | 28 | TF/TI | Time interval | 56 | 3 | Time interval | 221 | 3 | Period meter | 553 | 1
Period source | 7 | TF | Time and Frequency | 28 | TF/TI | Time interval | 56 | 3 | Time interval | 219 | 1 | Period source | 548 | 1
Delay meter | 7 | TF | Time and Frequency | 28 | TF/TI | Time interval | 56 | 3 | Time interval | 222 | 4 | Time interval meter | 557 | 4
Pulse width meter | 7 | TF | Time and Frequency | 28 | TF/TI | Time interval | 56 | 3 | Time interval | 222 | 4 | Time interval meter | 555 | 2
Rise - fall time meter | 7 | TF | Time and Frequency | 28 | TF/TI | Time interval | 56 | 3 | Time interval | 222 | 4 | Time interval meter | 554 | 1
Time difference meter | 7 | TF | Time and Frequency | 28 | TF/TI | Time interval | 56 | 3 | Time interval | 222 | 4 | Time interval meter | 556 | 3
Delay source | 7 | TF | Time and Frequency | 28 | TF/TI | Time interval | 56 | 3 | Time interval | 220 | 2 | Time interval source | 552 | 4
Pulse width source | 7 | TF | Time and Frequency | 28 | TF/TI | Time interval | 56 | 3 | Time interval | 220 | 2 | Time interval source | 550 | 2
Rise - fall time source | 7 | TF | Time and Frequency | 28 | TF/TI | Time interval | 56 | 3 | Time interval | 220 | 2 | Time interval source | 549 | 1
Time difference source | 7 | TF | Time and Frequency | 28 | TF/TI | Time interval | 56 | 3 | Time interval | 220 | 2 | Time interval source | 551 | 3
Local clock vs. UTC | 7 | TF | Time and Frequency | 29 | TF/TSD | Time scale difference | 57 | 1 | Time scale difference | 223 | 1 | Local clock | 559 | 2
Local clock vs. UTC(NMI) | 7 | TF | Time and Frequency | 29 | TF/TSD | Time scale difference | 57 | 1 | Time scale difference | 223 | 1 | Local clock | 558 | 1
Broadcast prediction of UTC by GNSS (bUTCGNSS) vs UTC | 7 | TF | Time and Frequency | 29 | TF/TSD | Time scale difference | 57 | 1 | Time scale difference | 224 | 2 | Remote clock | 1092 | 4
Broadcast prediction of UTC by GNSS (bUTCGNSS) vs UTC(NMI) | 7 | TF | Time and Frequency | 29 | TF/TSD | Time scale difference | 57 | 1 | Time scale difference | 224 | 2 | Remote clock | 1091 | 3
Remote clock vs. UTC | 7 | TF | Time and Frequency | 29 | TF/TSD | Time scale difference | 57 | 1 | Time scale difference | 224 | 2 | Remote clock | 561 | 2
Remote clock vs. UTC(NMI) | 7 | TF | Time and Frequency | 29 | TF/TSD | Time scale difference | 57 | 1 | Time scale difference | 224 | 2 | Remote clock | 560 | 1